## Inventory Summary
Inventory Summary
PWS Name: County Line Special Utility District
PWSID: 1050038
Purpose of this worksheet: For water systems to provide a summary of the service line inventory, including information on ownership, inventory format, and the number of service lines for each of the four required materials classifications. Note: Cells that have a superscript x are required fields.
Part 1. General Information
1. Is this the Initial Inventory or an Inventory Update? x |  | Initial Inventory
2a. Who owns the service lines in your system? If other, please explain below.x |  | Ownership is split
2b. Is there documentation that defines service line ownership in your system, such as a local ordinance? If yes, please describe below and explain where ownership is split (e.g., property line, curb stop). |  | No
3a. Describe when lead service lines were generally installed in your system below.
No lead lines were ever installed in the system.
3b. When were lead service lines banned for the system? Reference the state or local ordinance that banned the use of lead in your system.
The state of Texas Lead Ban went into effect July 1, 1988
4. Are there lead goosenecks, pigtails or connectors in the system? |  | No
Part 2. Inventory Summary Table 1
When using the Detailed Inventory worksheet, the classifications in the Column "Entire Service Line Material Classification" (Column Q) will be used to calculate the total number of service lines for each of the four material classifications below. Remember this is the classification for the entire service line.
Service Line Material Classification | Definition | Total Number of Service Lines (REQUIRED to be reported under the LCRR)x
Lead | Any portion of the service line is known to be made of lead.2 | 0
Galvanized Requiring Replacement (GRR) | The service line is not made of lead, but a portion is galvanized and the system is unable to demonstrate that the galvanized line was never downstream of a lead service line. | 0
Non-Lead | All portions of the service line are known NOT to be lead or GRR through an evidence-based record, method, or technique. | 6371
Lead Status Unknown | The service line material is not known to be lead or GRR. For the entire service line or a portion of it (in cases of split ownership), there is not enough evidence to support material classification. | 0
TOTAL |  | 6371
Notes
1 This summary table is for reporting material for the entire service line connecting the water main to the customer's plumbing. See the Classifying SLs worksheet for additional guidance on assigning a materials classification to the entire service line when ownership is split. Remember that systems must track the system-owned and customer-owned portions separately in their inventory.
2 A lead-lined galvanized service line is consistent with the definition of an LSL under the LCRR (“a portion of pipe that is made of lead, which connects the water main to the building inlet”) (40 CFR §141.2) and must therefore be classified in the inventory as an LSL. Do not, however, count non-lead service lines with a lead gooseneck or pigtail as lead service lines.
TCEQ-20943 (Rev. 12/16/2022) |  | Page 1

## Detailed Inventory
Detailed Inventory
PWS Name: County Line Special Utility District
PWSID: 1050038
Purpose of this worksheet: To provide a format water systems can use to track materials for each service line in the distribution system. General Instructions: Each row in this worksheet represents one service line connecting the water main to the customer's plumbing. The worksheet includes required and recommended elements; the columns with the aqua shading are required by the LCRR. The worksheet includes examples in rows 12 - 20 and is formatted for approximately 10,000 entries. Note: Cells that have a superscript x are required fields; Cells that have a superscript ‡ are conditionally required fields and can impact formulas throughout document.
TCEQ-20943 (Rev. 1/25/2023)
Location Information | [7 empty] | System-Owned Portion |  |  |  | Customer-Owned Portion |  |  | Entire Service Line Material Classificationx | Other Potential Sources of Lead |  |  | Additional Information to Assign Tap Monitoring Tiering |  |  |  |  | Lead Service Line Replacement (LSLR)
Unique Service Line ID | Location Identifierx | [6 empty] | System-Owned Portion Service Line Material Classificationx | If Non-Lead in Column J, Was Material Ever Previously Lead?‡ | Service Line Installation Date‡ | Notes | Customer-Owned Portion Service Line Material Classificationx | Service Line Installation Date‡ | Notes |  | Is there a Lead Connector?‡ | Is there Lead Solder in the Service Line?‡ | Describe Other Fittings and Equipment Connected to the Service Line that Contain Lead | Building Type Connected to Service Line | Point-of-Entry or Point-of-Use Treatment Present? | Does the Interior Building Plumbing Contain Copper Pipes with Lead Solder Installed Before July 1, 1988? | Current LCR Sampling Site? | Sample Site Selection Criteria (Site Tier) | Date of System-owned LSLR | Date of Customer-owned LSLR
| Street Numberx | Street Namex | Cityx | Zip Codex | Other Location Identifier‡ | GPS Coordinate - Latitude (decimal degrees) | GPS Coordinate - Longitude (decimal degrees)
A Unique ID is recommended for each service line. | Water systems must track addresses of all service lines in their internal inventory. For the publicly accessible version, location identifiers are required for lead and galvanized requiring replacement. If the system does not use addresses for their location identifier, other options could include a landmark, intersection, block, or other details to specify service line locations. If using GPS coordinates, utilize the GPS Coordinate - Latitude/Longitude fields and include 5 decimal places. | [6 empty] | Dropdown list includes recommended subclassifications. If "Non-Lead Other", describe in Notes field | Select Yes, No, or Don't know. Important for determining if downstream/ customer-owned galvanized service line requires replacement | Dropdown list when the service line was installed or replaced | Use this field for documenting additional relevant information, including when classification changes. | Dropdown list includes recommended subclassifications. If non-lead other, describe in Notes field. | Date, year, or estimated date range when the service line was installed or replaced | Can use this field for documenting additional relevant information, including when classification changes. | Dropdown list includes four required service line classifications of Lead, Non-lead, Galvanized Requiring Replacement, or Unknown | For example, lead gooseneck or pigtail where the water main is connected to the service line | Select Yes, No, or Don't Know | For example, backflow preventer or meter containing lead | Note: This information may be helpful for identifying lead tap monitoring locations.
5308795 | 100 | Lakeview Court | Kyle | 78640 |  | 29.9735 | -97.8582 | Non-Lead - Plastic | No | After 2014 |  | Non-Lead - Plastic | After 2014 |  | Non-Lead | No | No |  | Single Family Residence | No | No | No | Tier 5
12191573 | 101 | Lakeview Court | Kyle | 78640 |  | 29.9734 | -97.8584 | Non-Lead - Plastic | No | After 2014 |  | Non-Lead - Plastic | After 2014 |  | Non-Lead | No | No |  | Single Family Residence | No | No | No | Tier 5
5061955 | 106 | Lakeview Court | Kyle | 78640 |  | 29.9736 | -97.8583 | Non-Lead - Plastic | No | After 2014 |  | Non-Lead - Plastic | After 2014 |  | Non-Lead | No | No |  | Single Family Residence | No | No | No | Tier 5
12191524 | 107 | Lakeview Court | Kyle | 78640 |  | 29.9735 | -97.8584 | Non-Lead - Plastic | No | After 2014 |  | Non-Lead - Plastic | After 2014 |  | Non-Lead | No | No |  | Single Family Residence | No | No | No | Tier 5
7116219 | 112 | Lakeview Court | Kyle | 78640 |  | 29.9736 | -97.8583 | Non-Lead - Plastic | No | After 2014 |  | Non-Lead - Plastic | After 2014 |  | Non-Lead | No | No |  | Single Family Residence | No | No | No | Tier 5
12191520 | 113 | Lakeview Court | Kyle | 78640 |  | 29.9735 | -97.8585 | Non-Lead - Plastic | No | After 2014 |  | Non-Lead - Plastic | After 2014 |  | Non-Lead | No | No |  | Single Family Residence | No | No | No | Tier 5
9756066 | 118 | Lakeview Court | Kyle | 78640 | 5794109 | 29.9739 | -97.8584 | Non-Lead - Plastic | No | After 2014 |  | Non-Lead - Plastic | After 2014 |  | Non-Lead | No | No |  | Single Family Residence | No | No | No | Tier 5
12191523 | 119 | Lakeview Court | Kyle | 78640 |  | 29.9736 | -97.8588 | Non-Lead - Plastic | No | After 2014 |  | Non-Lead - Plastic | After 2014 |  | Non-Lead | No | No |  | Single Family Residence | No | No | No | Tier 5
5827533 | 124 | Lakeview Court | Kyle | 78640 |  | 29.974 | -97.8585 | Non-Lead - Plastic | No | After 2014 |  | Non-Lead - Plastic | After 2014 |  | Non-Lead | No | No |  | Single Family Residence | No | No | No | Tier 5
10983825 | 125 | Lakeview Court | Kyle | 78640 |  | 29.9737 | -97.8589 | Non-Lead - Plastic | No | After 2014 |  | Non-Lead - Plastic | After 2014 |  | Non-Lead | No | No |  | Single Family Residence | No | No | No | Tier 5
15506317 | 130 | Lakeview Court | Kyle | 78640 | 11247343 | 29.974 | -97.8586 | Non-Lead - Plastic | No | After 2014 |  | Non-Lead - Plastic | After 2014 |  | Non-Lead | No | No |  | Single Family Residence | No | No | No | Tier 5
12175109 | 131 | Lakeview Court | Kyle | 78640 |  | 29.9737 | -97.8589 | Non-Lead - Plastic | No | After 2014 |  | Non-Lead - Plastic | After 2014 |  | Non-Lead | No | No |  | Single Family Residence | No | No | No | Tier 5
11168617 | 136 | Lakeview Court | Kyle | 78640 |  | 29.9741 | -97.8587 | Non-Lead - Plastic | No | After 2014 |  | Non-Lead - Plastic | After 2014 |  | Non-Lead | No | No |  | Single Family Residence | No | No | No | Tier 5
12172207 | 137 | Lakeview Court | Kyle | 78640 |  | 29.9738 | -97.859 | Non-Lead - Plastic | No | After 2014 |  | Non-Lead - Plastic | After 2014 |  | Non-Lead | No | No |  | Single Family Residence | No | No | No | Tier 5
10757163 | 142 | Lakeview Court | Kyle | 78640 |  | 29.9742 | -97.8587 | Non-Lead - Plastic | No | After 2014 |  | Non-Lead - Plastic | After 2014 |  | Non-Lead | No | No |  | Single Family Residence | No | No | No | Tier 5
12189510 | 143 | Lakeview Court | Kyle | 78640 |  | 29.9738 | -97.8591 | Non-Lead - Plastic | No | After 2014 |  | Non-Lead - Plastic | After 2014 |  | Non-Lead | No | No |  | Single Family Residence | No | No | No | Tier 5
4758147 | 148 | Lakeview Court | Kyle | 78640 |  | 29.9743 | -97.8588 | Non-Lead - Plastic | No | After 2014 |  | Non-Lead - Plastic | After 2014 |  | Non-Lead | No | No |  | Single Family Residence | No | No | No | Tier 5
12175104 | 149 | Lakeview Court | Kyle | 78640 |  | 29.9739 | -97.8592 | Non-Lead - Plastic | No | After 2014 |  | Non-Lead - Plastic | After 2014 |  | Non-Lead | No | No |  | Single Family Residence | No | No | No | Tier 5
12187036 | 154 | Lakeview Court | Kyle | 78640 |  | 29.9743 | -97.8589 | Non-Lead - Plastic | No | After 2014 |  | Non-Lead - Plastic | After 2014 |  | Non-Lead | No | No |  | Single Family Residence | No | No | No | Tier 5
12169959 | 155 | Lakeview Court | Kyle | 78640 |  | 29.9739 | -97.8593 | Non-Lead - Plastic | No | After 2014 |  | Non-Lead - Plastic | After 2014 |  | Non-Lead | No | No |  | Single Family Residence | No | No | No | Tier 5
12188694 | 160 | Lakeview Court | Kyle | 78640 |  | 29.9744 | -97.859 | Non-Lead - Plastic | No | After 2014 |  | Non-Lead - Plastic | After 2014 |  | Non-Lead | No | No |  | Single Family Residence | No | No | No | Tier 5
10968189 | 161 | Lakeview Court | Kyle | 78640 |  | 29.9741 | -97.8594 | Non-Lead - Plastic | No | After 2014 |  | Non-Lead - Plastic | After 2014 |  | Non-Lead | No | No |  | Single Family Residence | No | No | No | Tier 5
12165328 | 166 | Lakeview Court | Kyle | 78640 |  | 29.9744 | -97.8592 | Non-Lead - Plastic | No | After 2014 |  | Non-Lead - Plastic | After 2014 |  | Non-Lead | No | No |  | Single Family Residence | No | No | No | Tier 5
12164927 | 167 | Lakeview Court | Kyle | 78640 |  | 29.9742 | -97.8594 | Non-Lead - Plastic | No | After 2014 |  | Non-Lead - Plastic | After 2014 |  | Non-Lead | No | No |  | Single Family Residence | No | No | No | Tier 5
13164769 | 102 | Creekside Trail | Kyle | 78640 | 18071185, 15120909. Speed In Food Mart | 29.9727 | -97.8589 | Non-Lead - Copper | No | Between 1989 and 2014 |  | Non-Lead - Copper | After 2014 |  | Non-Lead | No | No | Model DC4A, Serial 400034, Mfr Apollo / LEADFREE | Building | No | No | Yes | Tier 5
10104654 | 107 | Creekside Trl | Kyle | 78640 | Rest Home 2" Met. New Haven Assisted Living. | 29.974 | -97.858 | Non-Lead - Plastic | No | After 2014 |  | Non-Lead - Plastic | After 2014 |  | Non-Lead | No | No | (1) Model 350, Serial: A331972, Mfr WILKINS, (2) Model 950XLT2, Serial 3895328, Mfr Wilkins / LEADFREE | Building | No | No | No | Tier 5
10699132 | 120 | Creekside Trail | Kyle | 78640 |  | 29.9742 | -97.8565 | Non-Lead - Copper | No | Between 1989 and 2014 |  | Non-Lead - Plastic | Between 1989 and 2014 |  | Non-Lead | No | No |  | Single Family Residence | No | No | No | Tier 5
12718226 | 130 | Creekside Trail | Kyle | 78640 |  | 29.9744 | -97.8561 | Non-Lead - Copper | No | Between 1989 and 2014 |  | Non-Lead - Plastic | Between 1989 and 2014 |  | Non-Lead | No | No |  | Single Family Residence | No | No | No | Tier 5
16259076 | 200 | Creekside Trail | Kyle | 78640 |  | 29.975 | -97.8559 | Non-Lead - Copper | No | Between 1989 and 2014 |  | Non-Lead - Plastic | Between 1989 and 2014 |  | Non-Lead | No | No |  | Single Family Residence | No | No | No | Tier 5
747572 | 201 | Creekside Trail | Kyle | 78640 |  | 29.9754 | -97.8566 | Non-Lead - Copper | No | Between 1989 and 2014 |  | Non-Lead - Plastic | Between 1989 and 2014 |  |  | No | No |  | Single Family Residence | No | No | No
15758490 | 204 | Creekside Trail | Kyle | 78640 |  | 29.9755 | -97.8554 | Non-Lead - Copper | No | Between 1989 and 2014 |  | Non-Lead - Plastic | Between 1989 and 2014 |  | Non-Lead | No | No |  | Single Family Residence | No | No | No | Tier 5
15914255 | 254 | Creekside Trail | Kyle | 78640 |  | 29.9757 | -97.8551 | Non-Lead - Copper | No | Between 1989 and 2014 |  | Non-Lead - Plastic | Between 1989 and 2014 |  | Non-Lead | No | No |  | Single Family Residence | No | No | No | Tier 5
12349217 | 351 | Creekside Trail | Kyle | 78640 |  | 29.9766 | -97.8553 | Non-Lead - Copper | No | Between 1989 and 2014 |  | Non-Lead - Plastic | Between 1989 and 2014 |  | Non-Lead | No | No |  | Single Family Residence | No | No | No | Tier 5
16199216 | 354 | Creekside Trail | Kyle | 78640 |  | 29.9762 | -97.8546 | Non-Lead - Copper | No | Between 1989 and 2014 |  | Non-Lead - Plastic | Between 1989 and 2014 |  | Non-Lead | No | No |  | Single Family Residence | No | No | No | Tier 5
13366369 | 355 | Creekside Trail | Kyle | 78640 |  | 29.9772 | -97.8549 | Non-Lead - Copper | No | Between 1989 and 2014 |  | Non-Lead - Plastic | Between 1989 and 2014 |  | Non-Lead | No | No |  | Single Family Residence | No | No | No | Tier 5
10166479 | 401 | Creekside Trail | Kyle | 78640 |  | 29.9776 | -97.8544 | Non-Lead - Copper | No | Between 1989 and 2014 |  | Non-Lead - Plastic | Between 1989 and 2014 |  | Non-Lead | No | No |  | Single Family Residence | No | No | No | Tier 5
16591027 | 492 | Creekside Trail | Kyle | 78640 |  | 29.9766 | -97.854 | Non-Lead - Copper | No | Between 1989 and 2014 |  | Non-Lead - Plastic | Between 1989 and 2014 |  | Non-Lead | No | No |  | Single Family Residence | No | No | No | Tier 5
12543127 | 496 | Creekside Trail | Kyle | 78640 |  | 29.9761 | -97.8535 | Non-Lead - Copper | No | Between 1989 and 2014 |  | Non-Lead - Plastic | Between 1989 and 2014 |  | Non-Lead | No | No |  | Single Family Residence | No | No | No | Tier 5
16243438 | 500 | Creekside Trail | Kyle | 78640 |  | 29.9769 | -97.8534 | Non-Lead - Copper | No | Between 1989 and 2014 |  | Non-Lead - Plastic | Between 1989 and 2014 |  | Non-Lead | No | No |  | Single Family Residence | No | No | No | Tier 5
12084140 | 605 | Creekside Trail | Kyle | 78640 |  | 29.9789 | -97.8547 | Non-Lead - Copper | No | Between 1989 and 2014 |  | Non-Lead - Plastic | Between 1989 and 2014 |  | Non-Lead | No | No |  | Single Family Residence | No | No | No | Tier 5
12728862 | 720 | Creekside Trail | Kyle | 78640 |  | 29.9811 | -97.8537 | Non-Lead - Copper | No | Between 1989 and 2014 |  | Non-Lead - Plastic | Between 1989 and 2014 |  | Non-Lead | No | No |  | Single Family Residence | No | No | Yes | Tier 5
9299275 | 599 | Creekside Trail | Kyle | 78640 |  | 29.979 | -97.8533 | Non-Lead - Copper | No | Between 1989 and 2014 |  | Non-Lead - Plastic | Between 1989 and 2014 |  | Non-Lead | No | No |  | Single Family Residence | No | No | No | Tier 5
16227041 | 600 | Creekside Trail | Kyle | 78640 |  | 29.9774 | -29.9774 | Non-Lead - Copper | No | Between 1989 and 2014 |  | Non-Lead - Plastic | Between 1989 and 2014 |  | Non-Lead | No | No |  | Single Family Residence | No | No | No | Tier 5
7999700 | 100 | Creekside Villa Drive | Kyle | 78640 |  | 29.9736 | -97.8577 | Non-Lead - Plastic | No | After 2014 |  | Non-Lead - Plastic | After 2014 |  | Non-Lead | No | No |  | Single Family Residence | No | No | No | Tier 5
10174326 | 101 | Creekside Villa Drive | Kyle | 78640 |  | 29.974 | -97.8573 | Non-Lead - Plastic | No | After 2014 |  | Non-Lead - Plastic | After 2014 |  | Non-Lead | No | No |  | Single Family Residence | No | No | No | Tier 5
10707852 | 106 | Creekside Villa Drive | Kyle | 78640 |  | 29.9736 | -97.8576 | Non-Lead - Plastic | No | After 2014 |  | Non-Lead - Plastic | After 2014 |  | Non-Lead | No | No |  | Single Family Residence | No | No | No | Tier 5
10174044 | 107 | Creekside Villa Drive | Kyle | 78640 |  | 29.9739 | -97.8573 | Non-Lead - Plastic | No | After 2014 |  | Non-Lead - Plastic | After 2014 |  | Non-Lead | No | No |  | Single Family Residence | No | No | No | Tier 5
1432233 | 112 | Creekside Villa Drive | Kyle | 78640 | 7999641 | 29.9735 | -97.8575 | Non-Lead - Plastic | No | After 2014 |  | Non-Lead - Plastic | After 2014 |  | Non-Lead | No | No |  | Single Family Residence | No | No | No | Tier 5
10175555 | 113 | Creekside Villa Drive | Kyle | 78640 |  | 29.9738 | -97.8572 | Non-Lead - Plastic | No | After 2014 |  | Non-Lead - Plastic | After 2014 |  | Non-Lead | No | No |  | Single Family Residence | No | No | No | Tier 5
7999060 | 118 | Creekside Villa Drive | Kyle | 78640 |  | 29.9734 | -97.8574 | Non-Lead - Plastic | No | After 2014 |  | Non-Lead - Plastic | After 2014 |  | Non-Lead | No | No |  | Single Family Residence | No | No | No | Tier 5
12744122 | 119 | Creekside Villa Drive | Kyle | 78640 |  | 29.9738 | -97.8571 | Non-Lead - Plastic | No | After 2014 |  | Non-Lead - Plastic | After 2014 |  | Non-Lead | No | No |  | Single Family Residence | No | No | No | Tier 5
1440181 | 124 | Creekside Villa Drive | Kyle | 78640 | 10003032 | 29.9763 | -97.8637 | Non-Lead - Plastic | No | After 2014 |  | Non-Lead - Plastic | After 2014 |  | Non-Lead | No | No |  | Single Family Residence | No | No | No | Tier 5
10173619 | 125 | Creekside Villa Drive | Kyle | 78640 |  | 29.9737 | -97.857 | Non-Lead - Plastic | No | After 2014 |  | Non-Lead - Plastic | After 2014 |  | Non-Lead | No | No |  | Single Family Residence | No | No | No | Tier 5
1542882 | 130 | Creekside Villa Drive | Kyle | 78640 | 10000160 | 29.9733 | -97.8572 | Non-Lead - Plastic | No | After 2014 |  | Non-Lead - Plastic | After 2014 |  | Non-Lead | No | No |  | Single Family Residence | No | No | No | Tier 5
6341388 | 131 | Creekside Villa Drive | Kyle | 78640 | 10176754 | 29.9736 | -97.8569 | Non-Lead - Plastic | No | After 2014 |  | Non-Lead - Plastic | After 2014 |  | Non-Lead | No | No |  | Single Family Residence | No | No | No | Tier 5
10105584 | 136 | Creekside Villa Drive | Kyle | 78640 |  | 29.9732 | -97.8571 | Non-Lead - Plastic | No | After 2014 |  | Non-Lead - Plastic | After 2014 |  | Non-Lead | No | No |  | Single Family Residence | No | No | No | Tier 5
10168827 | 137 | Creekside Villa Drive | Kyle | 78640 |  | 29.9735 | -97.8568 | Non-Lead - Plastic | No | After 2014 |  | Non-Lead - Plastic | After 2014 |  | Non-Lead | No | No |  | Single Family Residence | No | No | No | Tier 5
9746940 | 142 | Creekside Villa Drive | Kyle | 78640 | 10105588 | 29.9731 | -97.857 | Non-Lead - Plastic | No | After 2014 |  | Non-Lead - Plastic | After 2014 |  | Non-Lead | No | No |  | Single Family Residence | No | No | No | Tier 5
10192560 | 143 | Creekside Villa Drive | Kyle | 78640 |  | 29.9735 | -97.8568 | Non-Lead - Plastic | No | After 2014 |  | Non-Lead - Plastic | After 2014 |  | Non-Lead | No | No |  | Single Family Residence | No | No | No | Tier 5
13401492 | 148 | Creekside Villa Drive | Kyle | 78640 |  | 29.973 | -97.8569 | Non-Lead - Plastic | No | After 2014 |  | Non-Lead - Plastic | After 2014 |  | Non-Lead | No | No |  | Single Family Residence | No | No | No | Tier 5
10174713 | 149 | Creekside Villa Drive | Kyle | 78640 |  | 29.9734 | -97.8567 | Non-Lead - Plastic | No | After 2014 |  | Non-Lead - Plastic | After 2014 |  | Non-Lead | No | No |  | Single Family Residence | No | No | No | Tier 5
1440172 | 154 | Creekside Villa Drive | Kyle | 78640 | 10119797 | 29.973 | -97.8569 | Non-Lead - Plastic | No | After 2014 |  | Non-Lead - Plastic | After 2014 |  | Non-Lead | No | No |  | Single Family Residence | No | No | No | Tier 5
10175896 | 155 | Creekside Villa Drive | Kyle | 78640 |  | 29.9734 | -97.8566 | Non-Lead - Plastic | No | After 2014 |  | Non-Lead - Plastic | After 2014 |  | Non-Lead | No | No |  | Single Family Residence | No | No | No | Tier 5
1432257 | 160 | Creekside Villa Drive | Kyle | 78640 | 10127573 | 29.9729 | -97.8567 | Non-Lead - Plastic | No | After 2014 |  | Non-Lead - Plastic | After 2014 |  | Non-Lead | No | No |  | Single Family Residence | No | No | No | Tier 5
10171212 | 161 | Creekside Villa Drive | Kyle | 78640 |  | 29.9733 | -97.8566 | Non-Lead - Plastic | No | After 2014 |  | Non-Lead - Plastic | After 2014 |  | Non-Lead | No | No |  | Single Family Residence | No | No | No | Tier 5
15504782 | 166 | Creekside Villa Drive | Kyle | 78640 | 11995045 | 29.9728 | -97.8567 | Non-Lead - Plastic | No | After 2014 |  | Non-Lead - Plastic | After 2014 |  | Non-Lead | No | No |  | Single Family Residence | No | No | No | Tier 5
16351329 | 167 | Creekside Villa Drive | Kyle | 78640 |  | 29.9732 | -97.8565 | Non-Lead - Plastic | No | After 2014 |  | Non-Lead - Plastic | After 2014 |  | Non-Lead | No | No |  | Single Family Residence | No | No | No | Tier 5
15860449 | 172 | Creekside Villa Drive | Kyle | 78640 |  | 29.9727 | -97.8566 | Non-Lead - Plastic | No | After 2014 |  | Non-Lead - Plastic | After 2014 |  | Non-Lead | No | No |  | Single Family Residence | No | No | No | Tier 5
10119781 | 173 | Creekside Villa Drive | Kyle | 78640 |  | 29.9731 | -97.8564 | Non-Lead - Plastic | No | After 2014 |  | Non-Lead - Plastic | After 2014 |  | Non-Lead | No | No |  | Single Family Residence | No | No | No | Tier 5
12889559 | 178 | Creekside Villa Drive | Kyle | 78640 |  | 29.9727 | -97.8565 | Non-Lead - Plastic | No | After 2014 |  | Non-Lead - Plastic | After 2014 |  | Non-Lead | No | No |  | Single Family Residence | No | No | No | Tier 5
10840725 | 179 | Creekside Villa Drive | Kyle | 78640 |  | 29.9731 | -97.8563 | Non-Lead - Plastic | No | After 2014 |  | Non-Lead - Plastic | After 2014 |  | Non-Lead | No | No |  | Single Family Residence | No | No | No | Tier 5
12085639 | 185 | Creekside Villa Drive | Kyle | 78640 |  | 29.973 | -97.8562 | Non-Lead - Plastic | No | After 2014 |  | Non-Lead - Plastic | After 2014 |  | Non-Lead | No | No |  | Single Family Residence | No | No | No | Tier 5
12558743 | 191 | Creekside Villa Drive | Kyle | 78640 |  | 29.973 | -97.8562 | Non-Lead - Plastic | No | After 2014 |  | Non-Lead - Plastic | After 2014 |  | Non-Lead | No | No |  | Single Family Residence | No | No | No | Tier 5
12714746 | White & Green Home | FM 150 East | Kyle | 78640 |  | 29.9695 | -97.8554 | Non-Lead - Plastic | No | After 2014 |  | Non-Lead - Plastic | Between 1989 and 2014 |  | Non-Lead | No | No |  | Single Family Residence | No | No | No | Tier 5
829624 | 1081 | FM 150 East | Kyle | 78640 |  | 29.9716 | -97.8572 | Non-Lead - Plastic | No | After 2014 |  | Non-Lead - Plastic | Between 1989 and 2014 |  | Non-Lead | No | No |  | Single Family Residence | No | No | No | Tier 5
10955195 | 1100 | FM 150 East | Kyle | 78640 |  | 29.9701 | -97.8591 | Non-Lead - Plastic | No | After 2014 |  | Non-Lead - Plastic | Between 1989 and 2014 |  | Non-Lead | No | No |  | Single Family Residence | No | No | No | Tier 5
3981322 | 1101 | FM 150 East | Kyle | 78640 | 12910412 | 29.9719 | -97.8575 | Non-Lead - Plastic | No | After 2014 |  | Non-Lead - Plastic | Between 1989 and 2014 |  | Non-Lead | No | No |  | Single Family Residence | No | No | No | Tier 5
12879114 | 1103 | FM 150 East | Kyle | 78640 |  | 29.9711 | -97.856 | Non-Lead - Plastic | No | Between 1989 and 2014 |  | Non-Lead - Plastic | Between 1989 and 2014 |  | Non-Lead | No | No |  | Single Family Residence | No | No | No | Tier 5
3792246 | 1105 | FM 150 East | Kyle | 78640 | 5102755 | 29.9719 | -97.8575 | Non-Lead - Plastic | No | Between 1989 and 2014 |  | Non-Lead - Plastic | Between 1989 and 2014 |  | Non-Lead | No | No |  | Single Family Residence | No | No | No | Tier 5
12533103 | 1111 | FM 150 East | Kyle | 78640 |  | 29.9709 | -97.8564 | Non-Lead - Plastic | No | Between 1989 and 2014 |  | Non-Lead - Plastic | Between 1989 and 2014 |  | Non-Lead | No | No |  | Single Family Residence | No | No | No | Tier 5
7246397 | 1371 | FM 150 East | Kyle | 78640 |  | 29.9721 | -97.8578 | Non-Lead - Plastic | No | Between 1989 and 2014 |  | Non-Lead - Plastic | Between 1989 and 2014 |  | Non-Lead | No | No |  | Single Family Residence | No | No | No | Tier 5
10286829 | 1400 | FM 150 East | Kyle | 78640 |  | 29.9675 | -97.8554 | Non-Lead - Plastic | No | Between 1989 and 2014 |  | Non-Lead - Plastic | Between 1989 and 2014 |  | Non-Lead | No | No |  | Single Family Residence | No | No | No | Tier 5
10434525 | 1402 | FM 150 East | Kyle | 78640 |  | 29.967 | -97.8561 | Non-Lead - Plastic | No | Between 1989 and 2014 |  | Non-Lead - Plastic | Between 1989 and 2014 |  | Non-Lead | No | No |  | Single Family Residence | No | No | Yes | Tier 5
10296751 | 1450 | FM 150 East | Kyle | 78640 |  | 29.9675 | -97.8547 | Non-Lead - Plastic | No | Between 1989 and 2014 |  | Non-Lead - Plastic | Between 1989 and 2014 |  | Non-Lead | No | No |  | Single Family Residence | No | No | No | Tier 5
12726679 | 1451 | FM 150 East | Kyle | 78640 |  | 29.9717 | -97.8565 | Non-Lead - Plastic | No | Between 1989 and 2014 |  | Non-Lead - Plastic | Between 1989 and 2014 |  | Non-Lead | No | No |  | Single Family Residence | No | No | No | Tier 5
4620654 | 1500 | FM 150 East | Kyle | 78640 |  | 29.967 | -97.8541 | Non-Lead - Plastic | No | After 2014 |  | Non-Lead - Plastic | Between 1989 and 2014 |  | Non-Lead | No | No |  | Single Family Residence | No | No | No | Tier 5
13522226 | 1501 | FM 150 East | Kyle | 78640 |  | 29.9669 | -97.8515 | Non-Lead - Plastic | No | After 2014 |  | Non-Lead - Plastic | Before 1989 |  | Non-Lead | No | No |  | Single Family Residence | No | No | No | Tier 5
10122762 | 1519 | FM 150 East | Kyle | 78640 |  | 29.9705 | -97.8558 | Non-Lead - Plastic | No | After 2014 |  | Non-Lead - Plastic | Before 1989 |  | Non-Lead | No | No |  | Single Family Residence | No | No | No | Tier 5
789362 | 1601 | FM 150 East | Kyle | 78640 |  | 29.9666 | -97.8511 | Non-Lead - Plastic | No | After 2014 |  | Non-Lead - Plastic | Before 1989 |  | Non-Lead | No | No |  | Single Family Residence | No | No | No | Tier 5
1413535 | 1600 | Fm 150 East | Kyle | 78640 | 10274695 | 29.9643 | -97.8522 | Non-Lead - Plastic | No | Before 1989 |  | Non-Lead - Plastic | Before 1989 |  | Non-Lead | No | No |  | Single Family Residence | No | No | No | Tier 5
10297619 | 1901 | FM 150 East | Kyle | 78640 |  | 29.9649 | -97.8472 | Non-Lead - Plastic | No | After 2014 |  | Non-Lead - Plastic | Before 1989 |  | Non-Lead | No | No |  | Single Family Residence | No | No | Yes | Tier 5
12208855 | 1999 | FM 150 East | Kyle | 78640 |  | 29.9638 | -97.8479 | Non-Lead - Plastic | No | After 2014 |  | Non-Lead - Plastic | Between 1989 and 2014 |  | Non-Lead | No | No | Model 709DC, Serial 325657, Mfr Watts / LEADFREE | Single Family Residence | No | No | No | Tier 5
13364086 | 2041 | FM 150 East | Kyle | 78640 |  | 29.963 | -97.8469 | Non-Lead - Plastic | No | After 2014 |  | Non-Lead - Plastic | Before 1989 |  | Non-Lead | No | No |  | Single Family Residence | No | No | No | Tier 5
12080881 | Wastewater | Plant | Kyle | 78640 | 941 New Bridge Dr., Kyle, TX 78640 | 29.9677 | -97.8382 | Non-Lead - Plastic | No | After 2014 |  | Non-Lead - Plastic | Between 1989 and 2014 |  | Non-Lead | No | No |  | Other | No | No | No | Tier 5
787663 | 2324 | B FM 150 East | Kyle | 78640 |  | 29.9557 | -97.8467 | Non-Lead - Plastic | No | After 2014 |  | Non-Lead - Plastic | Between 1989 and 2014 |  | Non-Lead | No | No |  | Single Family Residence | No | No | No | Tier 5
15789270 | 2324 | FM 150 East | Kyle | 78640 |  | 29.9575 | -97.8465 | Non-Lead - Plastic | No | After 2014 |  | Non-Lead - Plastic | Before 1989 |  | Non-Lead | No | No |  | Single Family Residence | No | No | No | Tier 5
16590228 | 2400 | FM 150 East | Kyle | 78640 |  | 29.9576 | -97.8451 | Non-Lead - Plastic | No | After 2014 |  | Non-Lead - Plastic | Between 1989 and 2014 |  | Non-Lead | No | No |  | Building | No | No | No | Tier 5
12826825 | 2700 | FM 150 East | Kyle | 78640 |  | 29.9563 | -97.8442 | Non-Lead - Plastic | No | After 2014 |  | Non-Lead - Plastic | Before 1989 |  | Non-Lead | No | No |  | Single Family Residence | No | No | No | Tier 5
771675 | 145 | O'Bryant | Kyle | 78640 | Back house | 29.9591 | -97.8391 | Non-Lead - Plastic | No | After 2014 |  | Non-Lead - Plastic | Between 1989 and 2014 |  | Non-Lead | No | No |  | Single Family Residence | No | No | No | Tier 5
16201064 | 2606 | FM 150 East | Kyle | 78640 | N. Side Rent Home | 29.9576 | -97.8417 | Non-Lead - Plastic | No | After 2014 |  | Non-Lead - Plastic | After 2014 |  | Non-Lead | No | No |  | Single Family Residence | No | No | No | Tier 5
16235220 | S. Side Rent Home | FM 150 | Kyle | 78640 | active acct but 0 usage. | 29.9576 | -97.8416 | Non-Lead - Plastic | No | After 2014 |  | Non-Lead - Copper | Between 1989 and 2014 |  | Non-Lead | No | Don't Know |  | Single Family Residence | No | No | No | Tier 5
9393372 | 2606 | FM 150 East | Kyle | 78640 | S. Side Rent Home | 29.9565 | -97.8417 | Non-Lead - Plastic | No | After 2014 |  | Non-Lead - Plastic | Between 1989 and 2014 |  | Non-Lead | No | No |  | Single Family Residence | No | No | No | Tier 5
704065 | 2606 | FM 150 East | Kyle | 78640 | S. Side Home | 29.9565 | -97.8417 | Non-Lead - Plastic | No | Before 1989 |  | Non-Lead - Plastic | Before 1989 |  | Non-Lead | No | No |  | Single Family Residence | No | No | No | Tier 5
10109591 | 2606 | FM 150 East | Kyle | 78640 | O'Bryant Road Arena | 29.9576 | -97.8409 | Non-Lead - Plastic | No | Between 1989 and 2014 |  | Non-Lead - Plastic | Between 1989 and 2014 |  | Non-Lead | No | No |  | Other | No | No | No | Tier 5
12852297 | 150 # 2 | O`Bryant Road | Kyle | 78640 |  | 29.9586 | -97.839 | Non-Lead - Plastic | No | After 2014 |  | Non-Lead - Plastic | Between 1989 and 2014 |  | Non-Lead | No | No |  | Single Family Residence | No | No | No | Tier 5
5265867 | 140 # 1 | O`Bryant Road | Kyle | 78640 |  | 29.9584 | -97.8393 | Non-Lead - Plastic | No | After 2014 |  | Non-Lead - Plastic | Between 1989 and 2014 |  | Non-Lead | No | No |  | Single Family Residence | No | No | No | Tier 5
12084225 | 145 Middle | O`Bryant Road | Kyle | 78640 |  | 29.9595 | -97.8393 | Non-Lead - Plastic | No | After 2014 |  | Non-Lead - Copper | Before 1989 |  | Non-Lead | No | Don't Know |  | Single Family Residence | No | No | Yes | Tier 5
16228293 | 145 Front | O`Bryant Road | Kyle | 78640 |  | 29.9592 | -97.8391 | Non-Lead - Plastic | No | After 2014 |  | Galvanized | Before 1989 |  | Non-lead | No | Don't Know |  | Single Family Residence | No | No | No | Tier 5
13415224 | 150 | O`Bryant Road | Kyle | 78640 | House above garage | 29.9586 | -97.839 | Non-Lead - Plastic | No | After 2014 |  | Non-Lead - Plastic | Before 1989 |  | Non-Lead | No | No |  | Single Family Residence | No | No | No | Tier 5
12253798 | 127 | O`Bryant Road | Kyle | 78640 |  | 29.9579 | -97.8405 | Non-Lead - Plastic | No | After 2014 |  | Non-Lead - Copper | Before 1989 |  | Non-Lead | No | Don't Know |  | Single Family Residence | No | No | No | Tier 5
714880 | 159 | O`Bryant Road | Kyle | 78640 |  | 29.9597 | -97.8384 | Non-Lead - Plastic | No | After 2014 |  | Non-Lead - Copper | Before 1989 |  | Non-Lead | No | Don't Know |  | Single Family Residence | No | No | No | Tier 5
10241541 | 209 | O'Bryant Road | Kyle | 78640 |  | 29.9603 | -97.8368 | Non-Lead - Plastic | No | After 2014 |  | Non-Lead - Plastic | Before 1989 |  | Non-Lead | No | No |  | Other | No | No | Yes | Tier 5
12839322 | 199 | O`Bryant Road | Kyle | 78640 |  | 29.9603 | -97.8368 | Non-Lead - Plastic | No | After 2014 |  | Galvanized | Before 1989 |  | Non-lead | No | Don't Know |  | Single Family Residence | No | No | No | Tier 5
707772 | 151 | O`Bryant Road | Kyle | 78640 |  | 29.9601 | -97.839 | Non-Lead - Plastic | No | After 2014 |  | Non-Lead - Copper | Before 1989 |  | Non-Lead | No | Don't Know |  | Single Family Residence | No | No | No | Tier 5
10163585 | 100 | O'Bryant Road | Kyle | 78640 | Meter is at approx. 2795 FM 150 East | 29.9566 | -97.8401 | Non-Lead - Plastic | No | After 2014 |  | Non-Lead - Plastic | Before 1989 |  | Non-Lead | No | No |  | Single Family Residence | No | No | No | Tier 5
15872838 | 2612 | FM 150 East | Kyle | 78640 |  | 29.9564 | -97.8413 | Non-Lead - Plastic | No | After 2014 |  | Non-Lead - Plastic | Before 1989 |  | Non-Lead | No | No |  | Single Family Residence | No | No | No | Tier 5
3872025 | 2610 | FM 150 East | Kyle | 78640 | 5354996 | 29.9559 | -97.8419 | Non-Lead - Plastic | No | After 2014 |  | Non-Lead - Plastic | Before 1989 |  | Non-Lead | No | No |  | Single Family Residence | No | No | No | Tier 5
12662259 | 350 | Drue Drive | kyle | 78640 |  | 29.9486 | -97.842 | Non-Lead - Plastic | No | Between 1989 and 2014 |  | Non-Lead - Plastic | Before 1989 |  | Non-Lead | No | No |  | Single Family Residence | No | No | No | Tier 5
12974166 | 550 | Drue Drive | Kyle | 78640 | Warehouse | 29.9508 | -97.8391 | Non-Lead - Plastic | No | Between 1989 and 2014 |  | Non-Lead - Plastic | Before 1989 |  | Non-Lead | No | No |  | Building | No | No | No | Tier 5
13327445 | 500 | Drue Drive | Kyle | 78640 | Bus. Park | 29.9513 | -97.8391 | Non-Lead - Plastic | No | Between 1989 and 2014 |  | Non-Lead - Plastic | Before 1989 |  | Non-Lead | No | No |  | Building | No | No | No | Tier 5
12664442 | 400 | Drue Drive | Kyle | 78640 |  | 29.9494 | -97.841 | Non-Lead - Plastic | No | Between 1989 and 2014 |  | Non-Lead - Plastic | Before 1989 |  | Non-Lead | No | No |  | Single Family Residence | No | No | Yes | Tier 5
13353902 | 320 | Drue Drive | Kyle | 78640 |  | 29.9486 | -97.842 | Non-Lead - Plastic | No | Between 1989 and 2014 |  | Non-Lead - Copper | Before 1989 |  | Non-Lead | No | Don't Know |  | Single Family Residence | No | No | Yes | Tier 5
12670550 | 350 A | Drue Drive | Kyle | 78640 | Duplex A | 29.9482 | -97.8416 | Non-Lead - Plastic | No | Between 1989 and 2014 |  | Non-Lead - Copper | Before 1989 |  | Non-Lead | No | Don't Know |  | Single Family Residence | No | No | No | Tier 5
12650072 | 350 B | Drue Drive | Kyle | 78640 | Duplex B | 29.9481 | -97.8415 | Non-Lead - Plastic | No | Between 1989 and 2014 |  | Non-Lead - Copper | Before 1989 |  | Non-Lead | No | Don't Know |  | Single Family Residence | No | No | No | Tier 5
12832072 | 350 C | Drue Drive | Kyle | 78640 | Duplex C | 29.948 | -97.8414 | Non-Lead - Plastic | No | Between 1989 and 2014 |  | Non-Lead - Plastic | Before 1989 |  | Non-Lead | No | No |  | Single Family Residence | No | No | No | Tier 5
10773976 | 350 D | Drue Drive | Kyle | 78640 | Duplex D | 29.9479 | -97.8413 | Non-Lead - Plastic | No | Between 1989 and 2014 |  | Non-Lead - Copper | Before 1989 |  | Non-Lead | No | Don't Know |  | Single Family Residence | No | No | Yes | Tier 5
13129974 | 300 | Drue Drive | Kyle | 78640 |  | 29.9475 | -97.8426 | Non-Lead - Plastic | No | Between 1989 and 2014 |  | Non-Lead - Copper | Before 1989 |  | Non-Lead | No | Don't Know |  | Single Family Residence | No | No | Yes | Tier 5
12237987 | 302 | Drue Drive | Kyle | 78640 |  | 29.9468 | -97.8416 | Non-Lead - Plastic | No | Between 1989 and 2014 |  | Non-Lead - Plastic | Before 1989 |  | Non-Lead | No | No |  | Single Family Residence | No | No | No | Tier 5
10430530 | 304 | Drue Drive | Kyle | 78640 |  | 29.9465 | -97.8405 | Non-Lead - Plastic | No | Between 1989 and 2014 |  | Non-Lead - Plastic | Before 1989 |  | Non-Lead | No | No |  | Single Family Residence | No | No | Yes | Tier 5
12661014 | 2335 | County Road 158 | Kyle | 78640 |  | 29.9501 | -97.8486 | Non-Lead - Plastic | No | Between 1989 and 2014 |  | Non-Lead - Plastic | Between 1989 and 2014 |  | Non-Lead | No | No |  | Single Family Residence | No | No | No | Tier 5
15596899 | 2391 | County Road 158 | Kyle | 78640 |  | 29.949 | -97.8485 | Non-Lead - Plastic | No | Between 1989 and 2014 |  | Non-Lead - Plastic | Between 1989 and 2014 |  | Non-Lead | No | No |  | Single Family Residence | No | No | No | Tier 5
857494 | 2391- B | County Road 158 | Kyle | 78640 |  | 29.949 | -97.8485 | Non-Lead - Plastic | No | Between 1989 and 2014 |  | Non-Lead - Plastic | Between 1989 and 2014 |  | Non-Lead | No | No |  | Single Family Residence | No | No | No | Tier 5
16184074 | 2317- B | County Road 158 | Kyle | 78640 |  | 29.9496 | -97.8491 | Non-Lead - Plastic | No | Between 1989 and 2014 |  | Non-Lead - Plastic | Between 1989 and 2014 |  | Non-Lead | No | No |  | Single Family Residence | No | No | No | Tier 5
12661369 | 2317 | County Road 158 | Kyle | 78640 |  | 29.9496 | -97.8491 | Non-Lead - Plastic | No | Between 1989 and 2014 |  | Non-Lead - Plastic | Between 1989 and 2014 |  | Non-Lead | No | No |  | Single Family Residence | No | No | No | Tier 5
10433623 | 2317 | County Road 158 | Kyle | 78640 |  | 29.9496 | -97.8491 | Non-Lead - Plastic | No | Between 1989 and 2014 |  | Non-Lead - Plastic | Between 1989 and 2014 |  | Non-Lead | No | No |  | Single Family Residence | No | No | No | Tier 5
13144962 | 2317- D | County Road 158 | Kyle | 78640 |  | 29.9496 | -97.8491 | Non-Lead - Plastic | No | Between 1989 and 2014 |  | Non-Lead - Plastic | Between 1989 and 2014 |  | Non-Lead | No | No |  | Single Family Residence | No | No | No | Tier 5
16170551 | 2255 | County Road 158 | Kyle | 78640 |  | 29.9503 | -97.8499 | Non-Lead - Plastic | No | Between 1989 and 2014 |  | Non-Lead - Plastic | Between 1989 and 2014 |  | Non-Lead | No | No |  | Single Family Residence | No | No | No | Tier 5
10166250 | 2199 | County Road 158 | Kyle | 78640 |  | 29.9511 | -97.85 | Non-Lead - Plastic | No | Between 1989 and 2014 |  | Non-Lead - Plastic | Between 1989 and 2014 |  | Non-Lead | No | No |  | Single Family Residence | No | No | No | Tier 5
10451361 | 3960- A | FM 150 East | Kyle | 78640 |  | 29.9428 | -97.8284 | Non-Lead - Plastic | No | After 2014 |  | Non-Lead - Plastic | After 2014 |  | Non-Lead | No | No |  | Single Family Residence | No | No | No | Tier 5
13420999 | 3960-B | FM 150 East | Kyle | 78640 |  | 29.9425 | -97.8288 | Non-Lead - Plastic | No | After 2014 |  | Non-Lead - Plastic | After 2014 |  | Non-Lead | No | No |  | Single Family Residence | No | No | No | Tier 5
10906487 | 3960- C | FM 150 East | Kyle | 78640 |  | 29.9428 | -97.829 | Non-Lead - Plastic | No | After 2014 |  | Non-Lead - Plastic | After 2014 |  | Non-Lead | No | No |  | Single Family Residence | No | No | No | Tier 5
10928461 | 3960- D | FM 150 East | Kyle | 78640 |  | 29.9431 | -97.8288 | Non-Lead - Copper | No | After 2014 |  | Non-Lead - Plastic | After 2014 |  | Non-Lead | No | No |  | Single Family Residence | No | No | No | Tier 5
10324884 | 3001 | FM 150 East | Kyle | 78640 |  | 29.9576 | -97.8338 | Non-Lead - Plastic | No | Between 1989 and 2014 |  | Non-Lead - Plastic | Between 1989 and 2014 |  | Non-Lead | No | No |  | Single Family Residence | No | No | No | Tier 5
709263 | 395 | CR 202 | Kyle | 78640 |  | 29.946 | -97.8242 | Non-Lead - Plastic | No | After 2014 |  | Non-Lead - Plastic | After 2014 |  | Non-Lead | No | No |  | Building | No | No | No | Tier 5
10583944 | 395 | CR 202 | Kyle | 78640 |  | 29.946 | -97.8242 | Non-Lead - Plastic | No | After 2014 |  | Non-Lead - Plastic | After 2014 |  | Non-Lead | No | No |  | Building | No | No | No | Tier 5
10297629 | 4000 | FM 150 East | Kyle | 78640 | Emmanuel Church | 29.9419 | -97.8276 | Non-Lead - Plastic | No | Between 1989 and 2014 |  | Non-Lead - Plastic | Before 1989 |  | Non-Lead | No | No |  | Single Family Residence | No | No | No | Tier 5
10725676 | 4699-B | FM 150 East | Kyle | 78640 |  | 29.9395 | -97.8207 | Non-Lead - Plastic | No | Between 1989 and 2014 |  | Non-Lead - Plastic | Between 1989 and 2014 |  | Non-Lead | No | No |  | Single Family Residence | No | No | No | Tier 5
10938220 | 4699 | FM 150 East | Kyle | 78640 |  | 29.9392 | -97.8209 | Non-Lead - Plastic | No | Between 1989 and 2014 |  | Non-Lead - Plastic | Between 1989 and 2014 |  | Non-Lead | No | No |  | Single Family Residence | No | No | No | Tier 5
10730049 | 4701 | FM 150 East | Kyle | 78640 |  | 29.9418 | -97.8195 | Non-Lead - Plastic | No | Between 1989 and 2014 |  | Non-Lead - Plastic | Between 1989 and 2014 |  | Non-Lead | No | No |  | Single Family Residence | No | No | No | Tier 5
10251515 | 4700 | FM 150 East | Kyle | 78640 |  | 29.9361 | -97.8231 | Non-Lead - Plastic | No | Between 1989 and 2014 |  | Non-Lead - Plastic | Before 1989 |  | Non-Lead | No | No |  | Single Family Residence | No | No | No | Tier 5
9191347 | 7809 | Camino Real | Maxwell | 78656 | 7-Eleven, Hwy 21 / FM 150 East | 29.9347 | -97.8191 | Non-Lead - Plastic | No | After 2014 |  | Non-Lead - Plastic | After 2014 |  | Non-Lead | No | No | Model LF007M2QT, Serial 35038, Mfr Watts / LEADFREE | Building | No | No | No | Tier 5
12642591 | 7126 | Camino Real | Uhland | 78640 |  | 29.9268 | -97.8288 | Non-Lead - Plastic | No | Between 1989 and 2014 |  | Non-Lead - Plastic | Between 1989 and 2014 |  | Non-Lead | No | No |  | Single Family Residence | No | No | No | Tier 5
10222667 | 7252 | Camino Real | Maxwell | 78656 |  | 29.9286 | -97.8274 | Non-Lead - Plastic | No | Between 1989 and 2014 |  | Non-Lead - Copper | Before 1989 | LCR SAMPLE 2023 COLLECTED | Non-Lead | No | Don't Know |  | Single Family Residence | No | No | Yes | Tier 5
16591511 | 7418 | Camino Real | Maxwell | 78640 | Apartment on south side of house | 29.9291 | -97.8243 | Non-Lead - Plastic | No | Between 1989 and 2014 |  | Non-Lead - Plastic | Between 1989 and 2014 |  | Non-Lead | No | No |  | Single Family Residence | No | No | No | Tier 5
1415981 | 7422 | Camino Real | Maxwell | 78640 | 10111722 | 29.9294 | -97.8241 | Non-Lead - Plastic | No | Between 1989 and 2014 |  | Non-Lead - Plastic | Between 1989 and 2014 |  | Non-Lead | No | No |  | Single Family Residence | No | No | No | Tier 5
13312216 | 7424 | Camino Real | Maxwell | 78656 | on north side of house | 29.9299 | -97.824 | Non-Lead - Plastic | No | Between 1989 and 2014 |  | Non-Lead - Plastic | Between 1989 and 2014 |  | Non-Lead | No | No |  | Single Family Residence | No | No | No | Tier 5
9399700 | 7674 | Camino Real | Maxwell | 78640 | Real Tejas RV | 29.9309 | -97.8184 | Non-Lead - Plastic | No | Between 1989 and 2014 |  | Non-Lead - Plastic | Between 1989 and 2014 |  | Non-Lead | No | No |  | Single Family Residence | No | No | No | Tier 5
9182101 | 7772 | Camino Real | Maxwell | 78656 |  | 29.9331 | -97.8195 | Non-Lead - Plastic | No | Between 1989 and 2014 |  | Non-Lead - Plastic | Between 1989 and 2014 |  | Non-Lead | No | No |  | Single Family Residence | No | No | No | Tier 5
13438337 | 7782 | Camino Real | Uhland | 78640 |  | 29.933 | -97.819 | Non-Lead - Plastic | No | Between 1989 and 2014 |  | Non-Lead - Plastic | Between 1989 and 2014 |  | Non-Lead | No | No |  | Single Family Residence | No | No | No | Tier 5
12911023 | 8101 | Camino Real | Uhland | 78640 |  | 29.9373 | -97.8133 | Non-Lead - Plastic | No | Between 1989 and 2014 |  | Non-Lead - Plastic | Before 1989 |  | Non-Lead | No | No |  | Single Family Residence | No | No | No | Tier 5
10033491 | 8290 | Camino Real | Kyle | 78640 |  | 29.9364 | -97.812 | Non-Lead - Plastic | No | Between 1989 and 2014 |  | Non-Lead - Plastic | Between 1989 and 2014 |  | Non-Lead | No | No |  | Single Family Residence | No | No | No | Tier 5
10255434 | 9 | Sunset Ridge Road | Maxwell | 78640 | The Estates | 29.937 | -97.8117 | Non-Lead - Copper | No | Between 1989 and 2014 |  | Non-Lead - Plastic | Between 1989 and 2014 |  | Non-Lead | No | No |  | Single Family Residence | No | No | No | Tier 5
12093089 | 10 | Sunset Ridge Road | Maxwell | 78656 | The Estates | 29.9373 | -97.8109 | Non-Lead - Copper | No | Between 1989 and 2014 |  | Non-Lead - Plastic | Between 1989 and 2014 |  | Non-Lead | No | No |  | Single Family Residence | No | No | No | Tier 5
16112058 | 29 | Sunset Ridge Road | Maxwell | 78656 | The Estates | 29.9367 | -97.8113 | Non-Lead - Copper | No | Between 1989 and 2014 |  | Non-Lead - Plastic | Between 1989 and 2014 |  | Non-Lead | No | No |  | Single Family Residence | No | No | No | Tier 5
16231487 | 30 | Sunset Ridge Road | Maxwell | 78656 | The Estates | 29.9369 | -97.8107 | Non-Lead - Copper | No | Between 1989 and 2014 |  | Non-Lead - Plastic | Between 1989 and 2014 |  | Non-Lead | No | No |  | Single Family Residence | No | No | No | Tier 5
10906463 | 51 | Sunset Ridge Road | Maxwell | 78656 | The Estates | 29.9362 | -97.811 | Non-Lead - Copper | No | Between 1989 and 2014 |  | Non-Lead - Copper | Between 1989 and 2014 |  | Non-Lead | No | Don't Know |  | Single Family Residence | No | No | No | Tier 5
10122978 | 64 | Sunset Ridge Road | Maxwell | 78656 | The Estates | 29.9364 | -97.8103 | Non-Lead - Copper | No | Between 1989 and 2014 |  | Non-Lead - Plastic | Between 1989 and 2014 |  | Non-Lead | No | No |  | Single Family Residence | No | No | No | Tier 5
15848280 | 85 | Sunset Ridge Road | Maxwell | 78656 | The Estates | 29.9359 | -97.8107 | Non-Lead - Copper | No | Between 1989 and 2014 |  | Non-Lead - Plastic | Between 1989 and 2014 |  | Non-Lead | No | No |  | Single Family Residence | No | No | No | Tier 5
4980465 | 106 | Sunset Ridge Road | Maxwell | 78656 | The Estates | 29.9359 | -97.81 | Non-Lead - Copper | No | Between 1989 and 2014 |  | Non-Lead - Plastic | Between 1989 and 2014 |  | Non-Lead | No | No |  | Single Family Residence | No | No | No | Tier 5
12838846 | 138 | Sunset Ridge Road | Maxwell | 78656 | The Estates | 29.9354 | -97.8098 | Non-Lead - Copper | No | Between 1989 and 2014 |  | Non-Lead - Plastic | Between 1989 and 2014 |  | Non-Lead | No | No |  | Single Family Residence | No | No | No | Tier 5
15595829 | 141 | Sunset Ridge Road | Maxwell | 78656 | The Estates, 11675122 | 29.9356 | -97.8116 | Non-Lead - Copper | No | Between 1989 and 2014 |  | Non-Lead - Plastic | Between 1989 and 2014 |  | Non-Lead | No | No |  | Single Family Residence | No | No | No | Tier 5
16203714 | 159 | Sunset Ridge Road | Maxwell | 78656 | The Estates | 29.9352 | -97.811 | Non-Lead - Copper | No | Between 1989 and 2014 |  | Non-Lead - Plastic | Between 1989 and 2014 |  | Non-Lead | No | No |  | Single Family Residence | No | No | No | Tier 5
12830885 | 174 | Sunset Ridge Road | Maxwell | 78656 | The Estates | 29.935 | -97.8095 | Non-Lead - Copper | No | Between 1989 and 2014 |  | Non-Lead - Plastic | Between 1989 and 2014 |  | Non-Lead | No | No |  | Single Family Residence | No | No | No | Tier 5
1439861 | 204 | Sunset Ridge Road | Maxwell | 78656 | 12092200, The Estates | 29.9345 | -97.8096 | Non-Lead - Copper | No | Between 1989 and 2014 |  | Non-Lead - Plastic | Between 1989 and 2014 |  | Non-Lead | No | No |  | Single Family Residence | No | No | No | Tier 5
10205605 | 211 | Sunset Ridge Road | Maxwell | 78656 | The Estates | 29.9343 | -97.8103 | Non-Lead - Copper | No | Between 1989 and 2014 |  | Non-Lead - Plastic | Between 1989 and 2014 |  | Non-Lead | No | No |  | Single Family Residence | No | No | No | Tier 5
10262918 | 231 | Sunset Ridge Road | Maxwell | 78656 | The Estates | 29.9335 | -97.8106 | Non-Lead - Plastic | No | Between 1989 and 2014 |  | Non-Lead - Plastic | Between 1989 and 2014 |  | Non-Lead | No | No |  | Single Family Residence | No | No | No | Tier 5
12093734 | 232 | Sunset Ridge Road | Maxwell | 78640 | The Estates | 29.9341 | -97.8091 | Non-Lead - Copper | No | Between 1989 and 2014 |  | Non-Lead - Plastic | Between 1989 and 2014 |  | Non-Lead | No | No |  | Single Family Residence | No | No | No | Tier 5
12091512 | 251 | Sunset Ridge Road | Maxwell | 78656 | The Estates | 29.9335 | -97.81 | Non-Lead - Copper | No | Between 1989 and 2014 |  | Non-Lead - Plastic | Between 1989 and 2014 |  | Non-Lead | No | No |  | Single Family Residence | No | No | No | Tier 5
1439739 | 254 | Sunset Ridge Road | Maxwell | 78656 | 12098270, The Estates | 29.934 | -97.809 | Non-Lead - Copper | No | Between 1989 and 2014 |  | Non-Lead - Plastic | Between 1989 and 2014 |  | Non-Lead | No | No |  | Single Family Residence | No | No | Yes | Tier 5
5566203 | 275 | Sunset Ridge Road | Maxwell | 78656 | The Estates | 29.9334 | -97.8097 | Non-Lead - Copper | No | Between 1989 and 2014 |  | Non-Lead - Plastic | Between 1989 and 2014 |  | Non-Lead | No | No |  | Single Family Residence | No | No | No | Tier 5
12091424 | 276 | Sunset Ridge Road | Maxwell | 78656 | The Estates | 29.9336 | -97.8091 | Non-Lead - Copper | No | Between 1989 and 2014 |  | Non-Lead - Plastic | Between 1989 and 2014 |  | Non-Lead | No | No |  | Single Family Residence | No | No | No | Tier 5
696600 | 297 | Sunset Ridge Road | Maxwell | 78656 | The Estates | 29.933 | -97.8104 | Non-Lead - Copper | No | Between 1989 and 2014 |  | Non-Lead - Plastic | Between 1989 and 2014 |  | Non-Lead | No | No |  | Single Family Residence | No | No | No | Tier 5
12862557 | 298 | Sunset Ridge Road | Maxwell | 78656 | The Estates | 29.9337 | -97.8085 | Non-Lead - Copper | No | Between 1989 and 2014 |  | Non-Lead - Plastic | Between 1989 and 2014 |  | Non-Lead | No | No |  | Single Family Residence | No | No | No | Tier 5
15882117 | 320 | Sunset Ridge Road | Maxwell | 78656 | 11658665, The Estates | 29.9332 | -97.8085 | Non-Lead - Copper | No | Between 1989 and 2014 |  | Non-Lead - Plastic | Between 1989 and 2014 |  | Non-Lead | No | No |  | Single Family Residence | No | No | No | Tier 5
1410407 | 342 | Sunset Ridge Road | Maxwell | 78656 | 16182626, The Estates | 29.9328 | -97.8082 | Non-Lead - Copper | No | Between 1989 and 2014 |  | Non-Lead - Plastic | Between 1989 and 2014 |  | Non-Lead | No | No |  | Single Family Residence | No | No | No | Tier 5
9396497 | 343 | Sunset Ridge Road | Maxwell | 78656 | The Estates | 29.9326 | -97.809 | Non-Lead - Copper | No | Between 1989 and 2014 |  | Non-Lead - Plastic | Between 1989 and 2014 |  | Non-Lead | No | No |  | Single Family Residence | No | No | No | Tier 5
3978311 | 366 | Sunset Ridge Road | Maxwell | 78656 | 13364863, The Estates | 29.9323 | -97.8083 | Non-Lead - Copper | No | Between 1989 and 2014 |  | Non-Lead - Plastic | Between 1989 and 2014 |  | Non-Lead | No | No |  | Single Family Residence | No | No | No | Tier 5
702137 | 367 | Sunset Ridge Road | Maxwell | 78656 | The Estates | 29.9321 | -97.8091 | Non-Lead - Copper | No | Between 1989 and 2014 |  | Non-Lead - Plastic | Between 1989 and 2014 |  | Non-Lead | No | No |  | Single Family Residence | No | No | No | Tier 5
12664555 | 22 | Blake Road | Maxwell | 78656 |  | 29.9348 | -97.811 | Non-Lead - Copper | No | Between 1989 and 2014 |  | Non-Lead - Plastic | Between 1989 and 2014 |  | Non-Lead | No | No |  | Single Family Residence | No | No | No | Tier 5
715874 | 27 | Blake Road | Maxwell | 78656 |  | 29.9345 | -97.8104 | Non-Lead - Copper | No | Between 1989 and 2014 |  | Non-Lead - Plastic | Between 1989 and 2014 |  | Non-Lead | No | No |  | Single Family Residence | No | No | No | Tier 5
728674 | 79 | Tucson Trail | Kyle | 78640 | Two meters at this address | 29.9376 | -97.8085 | Non-Lead - Copper | No | Between 1989 and 2014 |  | Non-Lead - Plastic | Between 1989 and 2014 |  | Non-Lead | No | No |  | Single Family Residence | No | No | No | Tier 5
10251134 | 96 | Tucson Trail | Kyle | 78640 |  | 29.9373 | -97.8087 | Non-Lead - Copper | No | Between 1989 and 2014 |  | Non-Lead - Plastic | Between 1989 and 2014 |  | Non-Lead | No | No |  | Single Family Residence | No | No | No | Tier 5
1416645 | 131 | Tucson Trail | Kyle | 78640 | 12526124 | 29.937 | -97.808 | Non-Lead - Copper | No | Between 1989 and 2014 |  | Non-Lead - Plastic | Between 1989 and 2014 |  | Non-Lead | No | No |  | Single Family Residence | No | No | No | Tier 5
12852884 | 231 | Tucson Trail | Uhland | 78640 |  | 29.9358 | -97.8072 | Non-Lead - Copper | No | Between 1989 and 2014 |  | Non-Lead - Plastic | Between 1989 and 2014 |  | Non-Lead | No | No |  | Single Family Residence | No | No | No | Tier 5
10583703 | 281 | Tucson Trail | Kyle | 78640 |  | 29.9353 | -97.8068 | Non-Lead - Copper | No | Between 1989 and 2014 |  | Non-Lead - Plastic | Between 1989 and 2014 |  | Non-Lead | No | No |  | Single Family Residence | No | No | No | Tier 5
13142217 | 1070 | Tucson Trail | Kyle | 78640 |  | 29.9362 | -97.8078 | Non-Lead - Copper | No | Between 1989 and 2014 |  | Non-Lead - Plastic | Between 1989 and 2014 |  | Non-Lead | No | No |  | Single Family Residence | No | No | No | Tier 5
723179 | 15 | Alvarez Lane | Kyle | 78640 |  | 29.936 | -97.8082 | Non-Lead - Copper | No | Between 1989 and 2014 |  | Non-Lead - Plastic | Between 1989 and 2014 |  | Non-Lead | No | No |  | Single Family Residence | No | No | No | Tier 5
13363994 | 38 | Alvarez Lane | Kyle | 78640 |  | 29.9356 | -97.8086 | Non-Lead - Copper | No | Between 1989 and 2014 |  | Non-Lead - Plastic | Between 1989 and 2014 |  | Non-Lead | No | No |  | Single Family Residence | No | No | No | Tier 5
726683 | Alvarez | Lane | Kyle | 78640 |  | 29.9364 | -97.808 | Non-Lead - Copper | No | Between 1989 and 2014 |  | Non-Lead - Plastic | Between 1989 and 2014 |  | Non-Lead | No | No |  | Single Family Residence | No | No | No | Tier 5
10978591 | 87 | Alvarez Lane | Kyle | 78640 |  | 29.9356 | -97.8077 | Non-Lead - Copper | No | Between 1989 and 2014 |  | Non-Lead - Plastic | Between 1989 and 2014 |  | Non-Lead | No | No |  | Single Family Residence | No | No | No | Tier 5
12167277 | 92 | Alvarez Lane | Kyle | 78640 |  | 29.9349 | -97.808 | Non-Lead - Copper | No | Between 1989 and 2014 |  | Non-Lead - Plastic | Between 1989 and 2014 |  | Non-Lead | No | No |  | Single Family Residence | No | No | No | Tier 5
12670363 | 135 | Alvarez Lane | Kyle | 78640 |  | 29.9349 | -97.8075 | Non-Lead - Copper | No | Between 1989 and 2014 |  | Non-Lead - Plastic | Between 1989 and 2014 |  | Non-Lead | No | No |  | Single Family Residence | No | No | No | Tier 5
12659057 | 326 | Turners Trail | Kyle | 78640 |  | 29.9348 | -97.8065 | Non-Lead - Copper | No | Between 1989 and 2014 |  | Non-Lead - Plastic | Between 1989 and 2014 |  | Non-Lead | No | No |  | Single Family Residence | No | No | No | Tier 5
12659152 | 376 | Turners Trail | Kyle | 78640 |  | 29.9346 | -97.807 | Non-Lead - Copper | No | Between 1989 and 2014 |  | Non-Lead - Plastic | Between 1989 and 2014 |  | Non-Lead | No | No |  | Single Family Residence | No | No | No | Tier 5
11775762 | 225 | S. Old Spanish Trail | Uhland | 78640 | No House | 29.9462 | -97.7916 | Non-Lead - Plastic | No | After 2014 |  | Non-Lead - Plastic | After 2014 |  | Non-Lead | No | No |  | Single Family Residence | No | No | No | Tier 5
10125867 | 139 | S. Camino Real | Uhland | 78640 |  | 29.9428 | -97.7998 | Non-Lead - Plastic | No | Between 1989 and 2014 |  | Non-Lead - Plastic | Between 1989 and 2014 |  | Non-Lead | No | No |  | Single Family Residence | No | No | No | Tier 5
5018697 | 8870 | Camino Real | Uhland | 78640 | Office | 29.9431 | -97.7993 | Non-Lead - Copper | No | Between 1989 and 2014 |  | Non-Lead - Plastic | Before 1989 |  | Non-Lead | No | No |  | Building | No | No | No | Tier 5
9305000 | 9004 | Camino Real | Uhland | 78640 | BonTon | 29.9455 | -97.797 | Non-Lead - Copper | No | Between 1989 and 2014 |  | Non-Lead - Plastic | Between 1989 and 2014 |  | Non-Lead | No | No |  | Building | No | No | No | Tier 5
9663364 | 9000 | Camino Real | Uhland | 78640 | 12192893, 09663364 | 29.9446 | -97.7969 | Non-Lead - Copper | No | Between 1989 and 2014 |  | Non-Lead - Plastic | Between 1989 and 2014 |  | Non-Lead | No | No |  | Building | No | No | No | Tier 5
1414032 | 9000 | Camino Real | Uhland | 78640 | 12192893, 09663364, No House | 29.9446 | -97.7969 | Non-Lead - Plastic | No | After 2014 |  | Non-Lead - Plastic | After 2014 |  | Non-Lead | No | No |  | Building | No | No | No | Tier 5
9548319 | 2 | Grist Mill Road | Uhland | 78640 | 5 Star Concrete Plant. 10100545 | 29.9443 | -97.796 | Non-Lead - Plastic | No | Between 1989 and 2014 |  | Non-Lead - Plastic | Between 1989 and 2014 |  | Non-Lead | No | No | BFP Model 975XL2, Serial ACI3276 Mfr Wilkins / LEADFREE | Building | No | No | No | Tier 5
9394581 | 86 | S. Old Spanish Trail | Uhland | 78640 | No House, Business | 29.945 | -97.7942 | Non-Lead - Copper | No | Between 1989 and 2014 |  | Non-Lead - Plastic | Between 1989 and 2014 |  | Non-Lead | No | No |  | Building | No | No | No | Tier 5
16182552 | 126 | Grist Mill Road | Uhland | 78640 | Vacant Lot | 29.948 | -97.7994 | Non-Lead - Plastic | No | After 2014 |  | Non-Lead - Plastic | Between 1989 and 2014 |  | Non-Lead | No | No |  | Other | No | No | No | Tier 5
3805200 | 126 | Grist Mill Road | Uhland | 78640 | 12659886, Vacant Lot | 29.948 | -97.7994 | Non-Lead - Plastic | No | After 2014 |  | Non-Lead - Plastic | After 2014 |  | Non-Lead | No | No |  | Other | No | No | No | Tier 5
9786314 | 122 | Grist Mill Road | Uhland | 78640 | 16003495 | 29.948 | -97.7999 | Non-Lead - Plastic | No | After 2014 |  | Non-Lead - Copper | Before 1989 |  | Non-Lead | No | Don't Know |  | Single Family Residence | No | No | No | Tier 5
9660920 | 120 | Grist Mill Road | Uhland | 78640 | 13284744 | 29.9538 | -97.8077 | Non-Lead - Plastic | No | After 2014 |  | Non-Lead - Plastic | Before 1989 |  | Non-Lead | No | No |  | Single Family Residence | No | No | No | Tier 5
9787244 | 120 | Grist Mill Road | Uhland | 78640 | 10122783 | 29.9538 | -97.8077 | Non-Lead - Plastic | No | After 2014 |  | Non-Lead - Plastic | Before 1989 |  | Non-Lead | No | No |  | Single Family Residence | No | No | No | Tier 5
3981691 | 44 | Grist Mill Road | Uhland | 78640 | 10324834 | 29.9488 | -97.7994 | Non-Lead - Plastic | No | After 2014 |  | Non-Lead - Plastic | Before 1989 |  | Non-Lead | No | No |  | Single Family Residence | No | No | No | Tier 5
9787236 | 46 | Grist Mill Road | Uhland | 78640 | 13461239 | 29.9474 | -97.8005 | Non-Lead - Plastic | No | After 2014 |  | Non-Lead - Plastic | Before 1989 |  | Non-Lead | No | No |  | Single Family Residence | No | No | No | Tier 5
9669201 | 50 | Grist Mill Road | Uhland | 78640 | 12858238 | 29.9481 | -97.8011 | Non-Lead - Plastic | No | After 2014 |  | Non-Lead - Plastic | Before 1989 |  | Non-Lead | No | No |  | Single Family Residence | No | No | No | Tier 5
10121393 | 56 | Grist Mill Road | Uhland | 78640 |  | 29.9514 | -97.7986 | Non-Lead - Plastic | No | After 2014 |  | Non-Lead - Plastic | Before 1989 |  | Non-Lead | No | No |  | Single Family Residence | No | No | No | Tier 5
10534128 | 68 | Grist Mill Road | Uhland | 78640 |  | 29.9512 | -97.8037 | Non-Lead - Plastic | No | After 2014 |  | Non-Lead - Plastic | After 2014 | LCR COLLECTED 2023 | Non-Lead | No | No |  | Single Family Residence | No | No | Yes | Tier 5
10034632 | 111 | Grist Mill Road | Uhland | 78640 |  | 29.9519 | -97.8081 | Non-Lead - Plastic | No | After 2014 |  | Non-Lead - Plastic | Before 1989 |  | Non-Lead | No | No |  | Single Family Residence | No | No | No | Tier 5
9614092 | 116 | Grist Mill Road | Uhland | 78640 |  | 29.9536 | -97.8075 | Non-Lead - Plastic | No | Before 1989 |  | Non-Lead - Plastic | Before 1989 |  | Non-Lead | No | No |  | Other | No | No | No | Tier 5
9787334 | 121 | Grist Mill Road | Uhland | 78640 | 16521161, 3890288 | 29.9543 | -97.8103 | Non-Lead - Plastic | No | Between 1989 and 2014 |  | Non-Lead - Plastic | Between 1989 and 2014 |  | Non-Lead | No | No |  | Single Family Residence | No | No | No | Tier 5
15881966 | 140 | Grist Mill Road | Uhland | 78640 |  | 29.9577 | -97.8122 | Non-Lead - Plastic | No | Before 1989 |  | Non-Lead - Plastic | Before 1989 |  | Non-Lead | No | No |  | Single Family Residence | No | No | Yes | Tier 5
16522156 | 144 | Grist Mill Road | Uhland | 78640 |  | 29.9584 | -97.8129 | Non-Lead - Plastic | No | After 2014 |  | Non-Lead - Plastic | After 2014 |  | Non-Lead | No | No |  | Single Family Residence | No | No | No | Tier 5
5076797 | 160 | Grist Mill Road | Uhland | 78640 |  | 29.9591 | -97.8138 | Non-Lead - Copper | No | Between 1989 and 2014 |  | Non-Lead - Plastic | Between 1989 and 2014 |  | Non-Lead | No | No |  | Single Family Residence | No | No | No | Tier 5
4620526 | 170 | Grist Mill Road | Uhland | 78640 |  | 29.9617 | -97.8126 | Non-Lead - Plastic | No | After 2014 |  | Non-Lead - Plastic | After 2014 |  | Non-Lead | No | No |  | Single Family Residence | No | No | Yes | Tier 5
12819472 | 176 | Grist Mill Rd | Uhland | 78640 | Waste Water Treatment Plant | 29.9607 | -97.81 | Non-Lead - Plastic | No | After 2014 |  | Non-Lead - Plastic | After 2014 |  | Non-Lead | No | No |  | Other | No | No | No | Tier 5
12478582 | 176 | Grist Mill Rd | Uhland | 78640 |  | 29.9607 | -97.81 | Non-Lead - Plastic | No | After 2014 |  | Non-Lead - Plastic | After 2014 |  | Non-Lead | No | No |  | Other | No | No | No | Tier 5
12610245 | WW | Plant Reclaimed Water | Uhland | 78640 |  | 29.9607 | -97.81 | Non-Lead - Plastic | No | After 2014 |  | Non-Lead - Plastic | After 2014 |  | Non-Lead | No | No |  | Other | No | No | No | Tier 5
15604924 | 200 | Grist Mill Road | Uhland | 78640 | 15598426, 7244014 | 29.9618 | -97.8129 | Non-Lead - Plastic | No | Before 1989 |  | Non-Lead - Plastic | Between 1989 and 2014 |  | Non-Lead | No | No |  | Single Family Residence | No | No | Yes | Tier 5
10164909 | 273 | Grist Mill Road | Uhland | 78640 |  | 29.9658 | -97.8217 | Non-Lead - Plastic | No | Before 1989 |  | Non-Lead - Plastic | Before 1989 |  | Non-Lead | No | No |  | Single Family Residence | No | No | No | Tier 5
15524207 | 269 - C | Grist Mill Road | Uhland | 78640 |  | 29.9653 | -97.8218 | Non-Lead - Plastic | No | After 2014 |  | Non-Lead - Plastic | After 2014 |  | Non-Lead | No | No |  | Single Family Residence | No | No | No | Tier 5
785160 | 777 | Grist Mill Road | Uhland | 78640 |  | 29.965 | -97.821 | Non-Lead - Plastic | No | After 2014 |  | Non-Lead - Plastic | After 2014 |  | Non-Lead | No | No |  | Single Family Residence | No | No | No | Tier 5
12658339 | 279 | Grist Mill Road | Uhland | 78640 |  | 29.9664 | -97.8222 | Non-Lead - Plastic | No | After 2014 |  | Non-Lead - Plastic | After 2014 |  | Non-Lead | No | No |  | Single Family Residence | No | No | No | Tier 5
12749265 | 279 - B | Grist Mill Road | Uhland | 78640 |  | 29.9664 | -97.8222 | Non-Lead - Plastic | No | After 2014 |  | Non-Lead - Plastic | After 2014 |  | Non-Lead | No | No |  | Single Family Residence | No | No | No | Tier 5
3810425 | 285 | Grist Mill Road | Uhland | 78640 | 12665919 | 29.9668 | -97.8226 | Non-Lead - Plastic | No | After 2014 |  | Non-Lead - Plastic | After 2014 |  | Non-Lead | No | No |  | Single Family Residence | No | No | No | Tier 5
3879438 | 285 - B | Grist Mill Road | Uhland | 78640 | 7924956 | 29.9668 | -97.8226 | Non-Lead - Plastic | No | After 2014 |  | Non-Lead - Plastic | After 2014 |  | Non-Lead | No | No |  | Single Family Residence | No | No | No | Tier 5
12659165 | 291 | Grist Mill Road | Uhland | 78640 |  | 29.966 | -97.8228 | Non-Lead - Plastic | No | After 2014 |  | Non-Lead - Plastic | After 2014 |  | Non-Lead | No | No |  | Single Family Residence | No | No | No | Tier 5
12514538 | 291 - B | Grist Mill Road | Uhland | 78640 |  | 29.966 | -97.8228 | Non-Lead - Plastic | No | After 2014 |  | Non-Lead - Plastic | After 2014 |  | Non-Lead | No | No |  | Single Family Residence | No | No | No | Tier 5
780701 | 291 - D | Grist Mill Road | Uhland | 78640 |  | 29.966 | -97.8228 | Non-Lead - Plastic | No | After 2014 |  | Non-Lead - Plastic | After 2014 |  | Non-Lead | No | No |  | Single Family Residence | No | No | No | Tier 5
3844856 | 1600 | Heidenreich Lane | Uhland | 78640 | 10451626 | 29.9699 | -97.8205 | Non-Lead - Plastic | No | Between 1989 and 2014 |  | Non-Lead - Copper | Between 1989 and 2014 |  | Non-Lead | No | No |  | Single Family Residence | No | No | Yes | Tier 5
793712 | 1501 | Heidenreich Lane | Kyle | 78640 |  | 29.9712 | -97.8211 | Non-Lead - Plastic | No | Between 1989 and 2014 |  | Non-Lead - Plastic | Before 1989 |  | Non-Lead | No | No |  | Single Family Residence | No | No | No | Tier 5
1412928 | 1475 | Heidenreich Lane | Uhland | 78640 | 10300799, 15793300 | 29.9699 | -97.8221 | Non-Lead - Plastic | No | Between 1989 and 2014 |  | Non-Lead - Plastic | Between 1989 and 2014 |  | Non-Lead | No | No |  | Single Family Residence | No | No | No | Tier 5
713975 | 1463 | Heidenreich Lane | Kyle | 78640 |  | 29.9699 | -98.3578 | Non-Lead - Plastic | No | Between 1989 and 2014 |  | Non-Lead - Plastic | Between 1989 and 2014 |  | Non-Lead | No | No |  | Single Family Residence | No | No | No | Tier 5
1415144 | 1459 | Heidenreich Lane | Kyle | 78640 | 15572408, 4190672 | 29.9707 | -97.8215 | Non-Lead - Plastic | No | Between 1989 and 2014 |  | Non-Lead - Plastic | Between 1989 and 2014 |  | Non-Lead | No | No |  | Single Family Residence | No | No | No | Tier 5
10252251 | 1451 | Heidenreich Lane | Uhland | 78640 |  | 29.9696 | -97.8234 | Non-Lead - Plastic | No | Between 1989 and 2014 |  | Non-Lead - Plastic | Between 1989 and 2014 |  | Non-Lead | No | No |  | Single Family Residence | No | No | No | Tier 5
10121374 | 1445 | Heidenreich Lane | Uhland | 78640 |  | 29.969 | -97.8231 | Non-Lead - Plastic | No | Between 1989 and 2014 |  | Non-Lead - Plastic | Between 1989 and 2014 |  | Non-Lead | No | No |  | Single Family Residence | No | No | No | Tier 5
16177058 | 1437 | Heidenreich Lane | Uhland | 78640 |  | 29.9687 | -97.8234 | Non-Lead - Plastic | No | Between 1989 and 2014 |  | Non-Lead - Plastic | Between 1989 and 2014 |  | Non-Lead | No | No |  | Single Family Residence | No | No | No | Tier 5
16202643 | 1423 | Heidenreich Lane | Kyle | 78640 |  | 29.9687 | -97.8243 | Non-Lead - Plastic | No | Between 1989 and 2014 |  | Non-Lead - Plastic | Between 1989 and 2014 |  | Non-Lead | No | No |  | Single Family Residence | No | No | No | Tier 5
10077921 | 1415 | A Heidenreich Lane | Uhland | 78640 |  | 29.9681 | -97.8242 | Non-Lead - Plastic | No | Between 1989 and 2014 |  | Non-Lead - Plastic | Between 1989 and 2014 |  | Non-Lead | No | No |  | Single Family Residence | No | No | No | Tier 5
12232750 | 1415 | B Heidenreich Lane | Uhland | 78640 |  | 29.9685 | -97.8248 | Non-Lead - Plastic | No | Between 1989 and 2014 |  | Non-Lead - Plastic | Between 1989 and 2014 |  | Non-Lead | No | No |  | Single Family Residence | No | No | No | Tier 5
10381107 | 1410 | Heidenreich Lane | Kyle | 78640 |  | 29.9672 | -97.8241 | Non-Lead - Plastic | No | Between 1989 and 2014 |  | Non-Lead - Plastic | Between 1989 and 2014 |  | Non-Lead | No | No |  | Single Family Residence | No | No | No | Tier 5
13364078 | 1409 | Heidenreich Lane | Uhland | 78640 |  | 29.9678 | -97.8244 | Non-Lead - Plastic | No | Between 1989 and 2014 |  | Non-Lead - Plastic | Between 1989 and 2014 |  | Non-Lead | No | No |  | Single Family Residence | No | No | No | Tier 5
10381269 | 1400 | Heidenreich Lane | Kyle | 78640 |  | 29.9673 | -97.8238 | Non-Lead - Plastic | No | Between 1989 and 2014 |  | Non-Lead - Plastic | Between 1989 and 2014 |  | Non-Lead | No | No |  | Single Family Residence | No | No | No | Tier 5
3334993 | Heidenreich | Lane | Uhland | 78640 |  | 29.9589 | -97.8355 | Non-Lead - Plastic | No | Between 1989 and 2014 |  | Non-Lead - Plastic | Between 1989 and 2014 |  | Non-Lead | No | No |  | Single Family Residence | No | No | No | Tier 5
16709553 | 1375 | Heidenreich Lane | Kyle | 78640 |  | 29.9675 | -97.8247 | Non-Lead - Plastic | No | Between 1989 and 2014 |  | Non-Lead - Plastic | Between 1989 and 2014 |  | Non-Lead | No | No |  | Single Family Residence | No | No | No | Tier 5
13264860 | 1349 | Heidenreich Lane | Kyle | 78640 |  | 29.9673 | -97.8249 | Non-Lead - Plastic | No | Between 1989 and 2014 |  | Non-Lead - Plastic | Between 1989 and 2014 |  | Non-Lead | No | No |  | Single Family Residence | No | No | No | Tier 5
13189212 | 1329 | Heidenreich Lane | Kyle | 78640 |  | 29.9672 | -97.8253 | Non-Lead - Plastic | No | Between 1989 and 2014 |  | Non-Lead - Plastic | Between 1989 and 2014 |  | Non-Lead | No | No |  | Single Family Residence | No | No | No | Tier 5
10726089 | 1320- B | Heidenreich Lane | Uhland | 78640 |  | 29.966 | -97.8234 | Non-Lead - Plastic | No | Between 1989 and 2014 |  | Non-Lead - Plastic | Between 1989 and 2014 |  | Non-Lead | No | No |  | Single Family Residence | No | No | No | Tier 5
12664598 | 1320 - A | Heidenreich Lane | Uhland | 78640 |  | 29.9663 | -97.8239 | Non-Lead - Plastic | No | Between 1989 and 2014 |  | Non-Lead - Plastic | Between 1989 and 2014 |  | Non-Lead | No | No |  | Single Family Residence | No | No | No | Tier 5
15506816 | 1320 - C | Heidenreich Lane | Uhland | 78640 |  | 29.9655 | -97.8233 | Non-Lead - Plastic | No | Between 1989 and 2014 |  | Non-Lead - Plastic | Between 1989 and 2014 |  | Non-Lead | No | No |  | Single Family Residence | No | No | No | Tier 5
16005242 | 1315 | Heidenreich Lane | Kyle | 78640 |  | 29.9669 | -97.8254 | Non-Lead - Plastic | No | Between 1989 and 2014 |  | Non-Lead - Plastic | Between 1989 and 2014 |  | Non-Lead | No | No |  | Single Family Residence | No | No | No | Tier 5
16203750 | 1314 | Heidenreich Lane | Uhland | 78640 |  | 29.9664 | -97.825 | Non-Lead - Plastic | No | Between 1989 and 2014 |  | Non-Lead - Plastic | Between 1989 and 2014 |  | Non-Lead | No | No |  | Single Family Residence | No | No | No | Tier 5
16197318 | 1312 | Heidenreich Lane | Kyle | 78640 |  | 29.9655 | -97.8245 | Non-Lead - Plastic | No | Between 1989 and 2014 |  | Non-Lead - Plastic | Between 1989 and 2014 |  | Non-Lead | No | No |  | Single Family Residence | No | No | No | Tier 5
16204552 | 1311 | Heidenreich Lane | Kyle | 78640 |  | 29.9667 | -97.8258 | Non-Lead - Plastic | No | Between 1989 and 2014 |  | Non-Lead - Plastic | Between 1989 and 2014 |  | Non-Lead | No | No |  | Single Family Residence | No | No | No | Tier 5
772714 | 1310 | Heidenreich Lane | Kyle | 78640 |  | 29.9657 | -97.8248 | Non-Lead - Plastic | No | Between 1989 and 2014 |  | Non-Lead - Plastic | Between 1989 and 2014 |  | Non-Lead | No | No |  | Single Family Residence | No | No | No | Tier 5
16204396 | 1301 | Heidenreich Lane | Kyle | 78640 |  | 29.9664 | -97.826 | Non-Lead - Plastic | No | Between 1989 and 2014 |  | Non-Lead - Plastic | Between 1989 and 2014 |  | Non-Lead | No | No |  | Single Family Residence | No | No | No | Tier 5
16164335 | 1300 | Heidenreich Lane | Kyle | 78640 |  | 29.9643 | -97.8234 | Non-Lead - Plastic | No | Between 1989 and 2014 |  | Non-Lead - Plastic | Between 1989 and 2014 |  | Non-Lead | No | No |  | Single Family Residence | No | No | No | Tier 5
12662238 | 1235 | Heidenreich Lane | Uhland | 78640 |  | 29.9666 | -97.8267 | Non-Lead - Plastic | No | Between 1989 and 2014 |  | Non-Lead - Plastic | Between 1989 and 2014 |  | Non-Lead | No | No |  | Single Family Residence | No | No | No | Tier 5
12659861 | 1230 | Heidenreich Lane | Uhland | 78640 |  | 29.9657 | -97.8259 | Non-Lead - Plastic | No | Between 1989 and 2014 |  | Non-Lead - Plastic | Between 1989 and 2014 |  | Non-Lead | No | No |  | Single Family Residence | No | No | No | Tier 5
9395893 | 1220 | Heidenreich Lane | Kyle | 78640 |  | 29.9638 | -97.8244 | Non-Lead - Plastic | No | Between 1989 and 2014 |  | Non-Lead - Plastic | Between 1989 and 2014 |  | Non-Lead | No | No |  | Single Family Residence | No | No | No | Tier 5
10548415 | 1210 | Heidenreich Lane | Kyle | 78640 |  | 29.9629 | -97.8251 | Non-Lead - Plastic | No | Between 1989 and 2014 |  | Non-Lead - Plastic | Between 1989 and 2014 |  | Non-Lead | No | No |  | Single Family Residence | No | No | No | Tier 5
12954927 | 1210 | Heidenreich Lane | Kyle | 78640 |  | 29.9629 | -97.8251 | Non-Lead - Plastic | No | Between 1989 and 2014 |  | Non-Lead - Plastic | Between 1989 and 2014 |  | Non-Lead | No | No |  | Single Family Residence | No | No | No | Tier 5
16116783 | 1200 | Heidenreich Lane | Uhland | 78640 |  | 29.9644 | -97.8265 | Non-Lead - Plastic | No | Between 1989 and 2014 |  | Non-Lead - Plastic | Between 1989 and 2014 |  | Non-Lead | No | No |  | Single Family Residence | No | No | No | Tier 5
10851442 | 1200 - B | Heidenreich Lane | Uhland | 78640 |  | 29.9643 | -97.8259 | Non-Lead - Plastic | No | Between 1989 and 2014 |  | Non-Lead - Plastic | Between 1989 and 2014 |  | Non-Lead | No | No |  | Single Family Residence | No | No | No | Tier 5
15670203 | 1190 | Heidenreich Lane | Kyle | 78640 | 11773787 | 29.9652 | -97.827 | Non-Lead - Plastic | No | Between 1989 and 2014 |  | Non-Lead - Plastic | Between 1989 and 2014 |  | Non-Lead | No | No |  | Single Family Residence | No | No | No | Tier 5
13266652 | 1175 | Heidenreich Lane | Kyle | 78640 |  | 29.9659 | -97.8268 | Non-Lead - Plastic | No | Between 1989 and 2014 |  | Non-Lead - Plastic | Between 1989 and 2014 |  | Non-Lead | No | No |  | Single Family Residence | No | No | No | Tier 5
812010 | 1174 | Heidenreich Lane | Kyle | 78640 |  | 29.9656 | -97.8272 | Non-Lead - Plastic | No | Between 1989 and 2014 |  | Non-Lead - Plastic | Between 1989 and 2014 |  | Non-Lead | No | No |  | Single Family Residence | No | No | No | Tier 5
10825022 | 1151 | Heidenreich Lane | Kyle | 78640 |  | 29.9661 | -97.8271 | Non-Lead - Plastic | No | Between 1989 and 2014 |  | Non-Lead - Plastic | Between 1989 and 2014 |  | Non-Lead | No | No |  | Single Family Residence | No | No | No | Tier 5
12726925 | 1131 | Heidenreich Lane | Uhland | 78640 |  | 29.9664 | -97.8275 | Non-Lead - Plastic | No | Between 1989 and 2014 |  | Non-Lead - Plastic | Between 1989 and 2014 |  | Non-Lead | No | No |  | Single Family Residence | No | No | No | Tier 5
3722496 | 1125 | Heidenreich Lane | Uhland | 78640 | 11773106 | 29.9662 | -97.8279 | Non-Lead - Plastic | No | Between 1989 and 2014 |  | Non-Lead - Plastic | Between 1989 and 2014 |  | Non-Lead | No | No |  | Single Family Residence | No | No | No | Tier 5
15626459 | 1100 | Heidenreich Lane | Kyle | 78640 | 7687160 | 29.9657 | -97.8277 | Non-Lead - Plastic | No | Between 1989 and 2014 |  | Non-Lead - Plastic | Between 1989 and 2014 |  | Non-Lead | No | No |  | Single Family Residence | No | No | No | Tier 5
10908068 | 1034 | Heidenreich Lane | Kyle | 78640 |  | 29.9653 | -97.8281 | Non-Lead - Plastic | No | Between 1989 and 2014 |  | Non-Lead - Plastic | Between 1989 and 2014 |  | Non-Lead | No | No |  | Single Family Residence | No | No | No | Tier 5
9760353 | 1010 | Heidenreich Lane | Kyle | 78640 | 16520909 | 29.965 | -97.8284 | Non-Lead - Plastic | No | Between 1989 and 2014 |  | Non-Lead - Plastic | Between 1989 and 2014 |  | Non-Lead | No | No |  | Single Family Residence | No | No | No | Tier 5
693707 | 1000 | Heidenreich Lane | Kyle | 78640 |  | 29.9637 | -97.8293 | Non-Lead - Plastic | No | Between 1989 and 2014 |  | Non-Lead - Plastic | Between 1989 and 2014 |  | Non-Lead | No | No |  | Single Family Residence | No | No | No | Tier 5
10713080 | 1000 - B | Heidenreich Lane | Kyle | 78640 |  | 29.9637 | -97.8293 | Non-Lead - Plastic | No | Between 1989 and 2014 |  | Non-Lead - Plastic | Between 1989 and 2014 |  | Non-Lead | No | No |  | Single Family Residence | No | No | No | Tier 5
1234 | 500 | Heidenreich Lane | Uhland | 78640 |  | 29.963 | -97.8309 | Non-Lead - Plastic | No | Between 1989 and 2014 |  | Non-Lead - Plastic | Between 1989 and 2014 |  | Non-Lead | No | No |  | Single Family Residence | No | No | No | Tier 5
9641110 | 2709 | E FM 150 | Kyle | 78640 | Neuhub Gas Station | 29.956 | -97.8232 | Non-Lead - Plastic | No | After 2014 |  | Non-Lead - Plastic | After 2014 |  | Non-Lead | No | No | (1) Model LF009M2QT, Serial 244865, Mfr Watts, (2) Model LF009M3QT, Serial 343178, Mfr Watts / LEADFREE | Other | No | No | No | Tier 5
3197281 | 2709 | E FM 150 | Kyle | 78640 | Neuhub Gas Station | 29.956 | -97.8232 | Non-Lead - Plastic | No | After 2014 |  | Non-Lead - Plastic | After 2014 |  | Non-Lead | No | No | (1) Model LF009QT, Serial 308736, Mfr Watts, (2) Model LF009QT, Serial 311614, Mfr Watts, (3) Model LF009QT, Serial 308744, Mfr Watts / LEADFREE | Building | No | No | No | Tier 5
10276528 | 474 | Heidenreich Lane | Kyle | 78640 |  | 29.9598 | -97.8315 | Non-Lead - Plastic | No | After 2014 |  | Non-Lead - Plastic | Between 1989 and 2014 |  | Non-Lead | No | No |  | Single Family Residence | No | No | No | Tier 5
3527546 | 89 | S. Plum Creek Road | Uhland | 78640 | 16205389 | 29.9526 | -97.8008 | Non-Lead - Copper | No | Between 1989 and 2014 |  | Non-Lead - Plastic | Between 1989 and 2014 |  | Non-Lead | No | No |  | Single Family Residence | No | No | No | Tier 5
15506685 | 87 | S. Plum Creek Road | Uhland | 78640 | 7243107 | 29.9534 | -97.7961 | Non-Lead - Copper | No | Between 1989 and 2014 |  | Non-Lead - Plastic | Between 1989 and 2014 |  | Non-Lead | No | No |  | Single Family Residence | No | No | No | Tier 5
16199893 | 85 | S. Plum Creek Road | Uhland | 78640 |  | 29.9551 | -97.8018 | Non-Lead - Plastic | No | Before 1989 |  | Non-Lead - Plastic | Before 1989 |  | Non-Lead | No | No |  | Single Family Residence | No | No | No | Tier 5
9396424 | 79 | S. Plum Creek Road | Uhland | 78640 |  | 29.9552 | -97.8 | Non-Lead - Plastic | No | Before 1989 |  | Non-Lead - Plastic | Before 1989 |  | Non-Lead | No | No |  | Single Family Residence | No | No | No | Tier 5
10583704 | 77 | S. Plum Creek Road | Uhland | 78640 |  | 29.9561 | -97.8009 | Non-Lead - Plastic | No | After 2014 |  | Non-Lead - Plastic | After 2014 |  | Non-Lead | No | No |  | Single Family Residence | No | No | No | Tier 5
12253114 | 76 | S. Plum Creek Road | Uhland | 78640 |  | 29.9589 | -97.8059 | Non-Lead - Plastic | No | Before 1989 |  | Non-Lead - Plastic | Before 1989 |  | Non-Lead | No | No |  | Single Family Residence | No | No | No | Tier 5
3766666 | 75 | S. Plum Creek Road | Uhland | 78640 | 0936424, 10212834 | 29.9567 | -97.8008 | Non-Lead - Plastic | No | Before 1989 |  | Non-Lead - Plastic | Before 1989 |  | Non-Lead | No | No |  | Single Family Residence | No | No | No | Tier 5
9386546 | 73 | S. Plum Creek Road | Uhland | 78640 | Other meter at this address has Asset ID 02955024 | 29.9571 | -97.7999 | Non-Lead - Plastic | No | Before 1989 |  | Non-Lead - Plastic | Before 1989 |  | Non-Lead | No | No |  | Single Family Residence | No | No | No | Tier 5
9395844 | 71 | S. Plum Creek Road | Uhland | 78640 |  | 29.9578 | -97.8001 | Non-Lead - Plastic | No | Before 1989 |  | Non-Lead - Plastic | Before 1989 |  | Non-Lead | No | No |  | Single Family Residence | No | No | Yes | Tier 5
16184095 | 53 | S. Plum Creek Road | Uhland | 78640 | inactive | 29.959 | -97.7988 | Non-Lead - Plastic | No | Between 1989 and 2014 |  | Non-Lead - Plastic | Between 1989 and 2014 |  | Non-Lead | No | No |  | Single Family Residence | No | No | No | Tier 5
12571700 | 51 | S Plum Creek Road | Uhland | 78640 |  | 29.959 | -97.798 | Non-Lead - Plastic | No | Before 1989 |  | Non-Lead - Plastic | Before 1989 |  | Non-Lead | No | No |  | Single Family Residence | No | No | No | Tier 5
16709524 | 47 | S Plum Creek Road | Kyle | 78640 |  | 29.9596 | -97.7976 | Non-Lead - Plastic | No | Before 1989 |  | Non-Lead - Plastic | Before 1989 |  | Non-Lead | No | No |  | Single Family Residence | No | No | No | Tier 5
12661940 | 21 | S. Plum Creek Road | Uhland | 78640 |  | 29.9633 | -97.7963 | Non-Lead - Plastic | No | After 2014 |  | Non-Lead - Plastic | After 2014 |  | Non-Lead | No | No |  | Single Family Residence | No | No | No | Tier 5
15956719 | 28 | Old Lockhart Road | Uhland | 78640 | 7143557 | 29.9478 | -97.7955 | Non-Lead - Copper | No | Between 1989 and 2014 |  | Non-Lead - Plastic | Between 1989 and 2014 |  | Non-Lead | No | No |  | Single Family Residence | No | No | No | Tier 5
15509210 | 5550 | FM 2720 | Uhland | 78640 |  | 29.9312 | -97.7781 | Non-Lead - Copper | No | Between 1989 and 2014 |  | Non-Lead - Plastic | Between 1989 and 2014 |  | Non-Lead | No | No |  | Single Family Residence | No | No | No | Tier 5
5707314 | 6016 | FM 2720 | Maxwell | 78656 | Inactive. But it has a different classification than new Asset ID. | 29.9359 | -97.7822 | Non-Lead - Copper | No | Before 1989 |  | Galvanized | Before 1989 |  | Non-lead | No | Don't Know |  | Single Family Residence | No | No | No | Tier 5
15956889 | 6016 | FM 2720 | Maxwell | 78656 | 5707314 | 29.9359 | -97.7822 | Non-Lead - Copper | No | Before 1989 |  | Non-Lead - Plastic | Before 1989 |  | Non-Lead | No | No |  | Single Family Residence | No | No | No | Tier 5
10125842 | 6071 | FM 2720 | Maxwell | 78656 |  | 29.9345 | -97.7854 | Non-Lead - Copper | No | Between 1989 and 2014 |  | Non-Lead - Plastic | Between 1989 and 2014 |  | Non-Lead | No | No |  | Single Family Residence | No | No | Yes | Tier 5
16003946 | 6191 | FM 2720 | Maxwell | 78656 |  | 29.9361 | -97.7862 | Non-Lead - Copper | No | Before 1989 |  | Non-Lead - Plastic | Between 1989 and 2014 |  | Non-Lead | No | No |  | Single Family Residence | No | No | No | Tier 5
12186179 | 6282 | FM 2720 | Maxwell | 78656 |  | 29.9408 | -97.7829 | Non-Lead - Copper | No | Before 1989 |  | Non-Lead - Plastic | Between 1989 and 2014 |  | Non-Lead | No | No |  | Single Family Residence | No | No | No | Tier 5
5884210 | Fm | 2720 | Uhland | 78640 |  | 29.9408 | -97.7829 | Non-Lead - Copper | No | Before 1989 |  | Non-Lead - Plastic | Between 1989 and 2014 |  | Non-Lead | No | No |  | Single Family Residence | No | No | No | Tier 5
13323712 | 6648 | FM 2720 | Maxwell | 78656 |  | 29.9412 | -97.7872 | Non-Lead - Copper | No | Between 1989 and 2014 |  | Non-Lead - Plastic | Between 1989 and 2014 |  | Non-Lead | No | No |  | Single Family Residence | No | No | No | Tier 5
10319979 | 6648 | FM 2720 | Maxwell | 78656 |  | 29.9412 | -97.7872 | Non-Lead - Copper | No | Between 1989 and 2014 |  | Non-Lead - Plastic | Between 1989 and 2014 |  | Non-Lead | No | No |  | Single Family Residence | No | No | No | Tier 5
262256 | 6672 | FM 2720 | Maxwell | 78656 |  | 29.9435 | -97.788 | Non-Lead - Copper | No | Between 1989 and 2014 |  | Non-Lead - Plastic | Between 1989 and 2014 |  | Non-Lead | No | No |  | Single Family Residence | No | No | No | Tier 5
10763981 | Off | Friar Court | Uhland | 78640 |  | 29.9581 | -97.7644 | Non-Lead - Copper | No | Between 1989 and 2014 |  | Non-Lead - Plastic | Between 1989 and 2014 |  | Non-Lead | No | No |  | Single Family Residence | No | No | No | Tier 5
9393376 | 6682 | FM 2720 | Maxwell | 78656 |  | 29.9442 | -97.7877 | Non-Lead - Copper | No | Between 1989 and 2014 |  | Non-Lead - Plastic | Between 1989 and 2014 |  | Non-Lead | No | No |  | Single Family Residence | No | No | No | Tier 5
668914 | 6700 | FM 2720 | Uhland | 78640 |  | 29.9431 | -97.7897 | Non-Lead - Copper | No | Between 1989 and 2014 |  | Non-Lead - Plastic | Between 1989 and 2014 |  | Non-Lead | No | No |  | Single Family Residence | No | No | No | Tier 5
16387104 | 6730 | FM 2720 | Uhland | 78640 |  | 29.9441 | -97.7906 | Non-Lead - Copper | No | Between 1989 and 2014 |  | Non-Lead - Plastic | Between 1989 and 2014 |  | Non-Lead | No | No |  | Single Family Residence | No | No | No | Tier 5
15870142 | 6750 | FM 2720 | Maxwell | 78656 | 7686755 | 29.9445 | -97.791 | Non-Lead - Copper | No | Between 1989 and 2014 |  | Non-Lead - Plastic | Between 1989 and 2014 |  | Non-Lead | No | No |  | Single Family Residence | No | No | No | Tier 5
15503610 | 6760 | FM 2720 | Maxwell | 78656 | 7685920 | 29.9448 | -97.7913 | Non-Lead - Copper | No | Between 1989 and 2014 |  | Non-Lead - Plastic | Between 1989 and 2014 |  | Non-Lead | No | No |  | Single Family Residence | No | No | No | Tier 5
15593259 | 6800 | FM 2720 | Uhland | 78640 | 5693161 | 29.9452 | -97.7918 | Non-Lead - Copper | No | Between 1989 and 2014 |  | Non-Lead - Plastic | Between 1989 and 2014 |  | Non-Lead | No | No |  | Single Family Residence | No | No | No | Tier 5
16154988 | 8030 | FM 2720 | Maxwell | 78656 |  | 29.9429 | -97.7704 | Non-Lead - Copper | No | Between 1989 and 2014 |  | Non-Lead - Plastic | Between 1989 and 2014 |  | Non-Lead | No | No |  | Single Family Residence | No | No | No | Tier 5
10840802 | 112 | Pine Court | Maxwell | 78656 |  | 29.9421 | -97.7867 | Non-Lead - Copper | No | Between 1989 and 2014 |  | Non-Lead - Plastic | Between 1989 and 2014 |  | Non-Lead | No | No |  | Single Family Residence | No | No | No | Tier 5
9762437 | 133 | Pine Court | Maxwell | 78656 | 10321001 | 29.9432 | -97.7871 | Non-Lead - Copper | No | Between 1989 and 2014 |  | Non-Lead - Plastic | Between 1989 and 2014 |  | Non-Lead | No | No |  | Single Family Residence | No | No | No | Tier 5
13557429 | 203 | Pine Court | Maxwell | 78656 |  | 29.9441 | -97.7861 | Non-Lead - Copper | No | Between 1989 and 2014 |  | Non-Lead - Plastic | Between 1989 and 2014 |  | Non-Lead | No | No |  | Single Family Residence | No | No | No | Tier 5
16174863 | 204 | Pine Court | Maxwell | 78656 |  | 29.9436 | -97.785 | Non-Lead - Copper | No | Between 1989 and 2014 |  | Non-Lead - Plastic | Between 1989 and 2014 |  | Non-Lead | No | No |  | Single Family Residence | No | No | No | Tier 5
16239458 | 61 | Avery Road | Maxwell | 78656 |  | 29.9405 | -97.786 | Non-Lead - Copper | No | Between 1989 and 2014 |  | Non-Lead - Plastic | Between 1989 and 2014 |  | Non-Lead | No | No |  | Single Family Residence | No | No | No | Tier 5
13266456 | 151 | Avery Road | Maxwell | 78656 |  | 29.9412 | -97.7857 | Non-Lead - Copper | No | Between 1989 and 2014 |  | Non-Lead - Plastic | Between 1989 and 2014 |  | Non-Lead | No | No |  | Single Family Residence | No | No | No | Tier 5
9760116 | 82 | Avery Road | Uhland | 78640 | 5325974 | 29.9399 | -97.7853 | Non-Lead - Copper | No | Between 1989 and 2014 |  | Non-Lead - Plastic | Between 1989 and 2014 |  | Non-Lead | No | No |  | Single Family Residence | No | No | No | Tier 5
3823869 | 9 | Ponderosa Drive | Maxwell | 78656 | 16233873 | 29.9373 | -97.7832 | Non-Lead - Copper | No | Between 1989 and 2014 |  | Non-Lead - Plastic | Between 1989 and 2014 |  | Non-Lead | No | No |  | Single Family Residence | No | No | No | Tier 5
16232633 | 70 | Ponderosa Drive | Maxwell | 78656 | 10026847 | 29.9367 | -97.7821 | Non-Lead - Copper | No | After 2014 |  | Non-Lead - Plastic | After 2014 |  | Non-Lead | No | No |  | Single Family Residence | No | No | No | Tier 5
16521916 | 200 | Ponderosa Drive | Uhland | 78640 |  | 29.9398 | -97.781 | Non-Lead - Copper | No | Between 1989 and 2014 |  | Non-Lead - Plastic | Between 1989 and 2014 |  | Non-Lead | No | No |  | Single Family Residence | No | No | No | Tier 5
10730943 | 105 | Ponderosa Drive | Maxwell | 78656 |  | 29.938 | -97.7826 | Non-Lead - Copper | No | Between 1989 and 2014 |  | Non-Lead - Plastic | Between 1989 and 2014 |  | Non-Lead | No | No |  | Single Family Residence | No | No | No | Tier 5
10710378 | 155 | Cottonwood Trail | Uhland | 78640 |  | 29.9373 | -97.7815 | Non-Lead - Copper | No | Between 1989 and 2014 |  | Non-Lead - Plastic | Between 1989 and 2014 |  | Non-Lead | No | No |  | Single Family Residence | No | No | No | Tier 5
15503180 | 215 | Cottonwood Trail | Maxwell | 78656 | 11312522 | 29.937 | -97.7794 | Non-Lead - Copper | No | Between 1989 and 2014 |  | Non-Lead - Plastic | Between 1989 and 2014 |  | Non-Lead | No | No |  | Single Family Residence | No | No | No | Tier 5
10031869 | 275 | Cottonwood Trail | Maxwell | 78656 |  | 29.9377 | -97.7787 | Non-Lead - Copper | No | Between 1989 and 2014 |  | Non-Lead - Plastic | Between 1989 and 2014 |  | Non-Lead | No | No |  | Single Family Residence | No | No | No | Tier 5
15651995 | 182 | Lantana Lane | Maxwell | 78656 | 12774762 | 29.9439 | -97.7687 | Non-Lead - Copper | No | Between 1989 and 2014 |  | Non-Lead - Plastic | Between 1989 and 2014 |  | Non-Lead | No | No |  | Single Family Residence | No | No | No | Tier 5
15651711 | 162 | Lantana Lane | Maxwell | 78656 | 12657660, 15999169 | 29.9446 | -97.7689 | Non-Lead - Copper | No | Between 1989 and 2014 |  | Non-Lead - Plastic | Between 1989 and 2014 |  | Non-Lead | No | No |  | Single Family Residence | No | No | No | Tier 5
15651372 | 82 | Lantana Lane | Maxwell | 78656 | 13429439 | 29.9445 | -97.7703 | Non-Lead - Copper | No | Between 1989 and 2014 |  | Non-Lead - Plastic | Between 1989 and 2014 |  | Non-Lead | No | No |  | Single Family Residence | No | No | No | Tier 5
12252725 | 249 | Lantana Lane | Maxwell | 78656 |  | 29.9427 | -97.7685 | Non-Lead - Copper | No | Between 1989 and 2014 |  | Non-Lead - Plastic | Between 1989 and 2014 |  | Non-Lead | No | No |  | Single Family Residence | No | No | No | Tier 5
12821772 | 351 | Lantana Lane | Maxwell | 78656 |  | 29.9421 | -97.7675 | Non-Lead - Copper | No | Between 1989 and 2014 |  | Non-Lead - Plastic | Between 1989 and 2014 |  | Non-Lead | No | No |  | Single Family Residence | No | No | No | Tier 5
10764208 | 361 | Lantana Lane | Maxwell | 78656 |  | 29.9421 | -97.767 | Non-Lead - Copper | No | Between 1989 and 2014 |  | Non-Lead - Plastic | Between 1989 and 2014 |  | Non-Lead | No | No |  | Single Family Residence | No | No | No | Tier 5
12710211 | 25 | Lantana Lane | Maxwell | 78656 |  | 29.9429 | -97.7705 | Non-Lead - Copper | No | Between 1989 and 2014 |  | Non-Lead - Plastic | Between 1989 and 2014 |  | Non-Lead | No | No |  | Single Family Residence | No | No | No | Tier 5
734420 | 229 | Farmers Road | Maxwell | 78656 |  | 29.9322 | -97.7797 | Non-Lead - Copper | No | Between 1989 and 2014 |  | Non-Lead - Plastic | Between 1989 and 2014 |  | Non-Lead | No | No |  | Single Family Residence | No | No | No | Tier 5
9752801 | 215 | Farmers Road | Maxwell | 78656 | 9614098, 15595566 | 29.9361 | -97.7738 | Non-Lead - Copper | No | Between 1989 and 2014 |  | Non-Lead - Plastic | Between 1989 and 2014 |  | Non-Lead | No | No |  | Single Family Residence | No | No | No | Tier 5
732954 | Farmers | Farmers Road | Maxwell | 78640 |  | 29.9294 | -97.7835 | Non-Lead - Copper | No | Between 1989 and 2014 |  | Non-Lead - Plastic | Between 1989 and 2014 |  | Non-Lead | No | No |  | Single Family Residence | No | No | No | Tier 5
10916329 | 430 | Farmers Road | Maxwell | 78656 |  | 29.9311 | -97.783 | Non-Lead - Copper | No | Between 1989 and 2014 |  | Non-Lead - Plastic | Between 1989 and 2014 |  | Non-Lead | No | No |  | Single Family Residence | No | No | No | Tier 5
10836064 | 450 | Farmers Road | Maxwell | 78656 |  | 29.9346 | -97.7907 | Non-Lead - Copper | No | Between 1989 and 2014 |  | Non-Lead - Plastic | Between 1989 and 2014 |  | Non-Lead | No | No |  | Single Family Residence | No | No | No | Tier 5
16241934 | 732 | Farmers Road | Maxwell | 78640 |  | 29.9288 | -97.7868 | Non-Lead - Copper | No | Between 1989 and 2014 |  | Non-Lead - Plastic | Between 1989 and 2014 |  | Non-Lead | No | No |  | Single Family Residence | No | No | No | Tier 5
7854090 | 787 | Farmers Road | Maxwell | 78640 |  | 29.9271 | -97.7841 | Non-Lead - Plastic | No | Between 1989 and 2014 |  | Non-Lead - Plastic | Between 1989 and 2014 |  | Non-Lead | No | No |  | Single Family Residence | No | No | No | Tier 5
5501259 | 836 | Farmers Road | Maxwell | 78656 |  | 29.9268 | -97.7873 | Non-Lead - Copper | No | Between 1989 and 2014 |  | Non-Lead - Plastic | Between 1989 and 2014 |  | Non-Lead | No | No |  | Single Family Residence | No | No | No | Tier 5
11396968 | 1602 | Farmers Road | Maxwell | 78656 |  | 29.9194 | -97.7971 | Non-Lead - Copper | No | Between 1989 and 2014 |  | Non-Lead - Plastic | Between 1989 and 2014 |  | Non-Lead | No | No |  | Single Family Residence | No | No | No | Tier 5
13432466 | 840 | Farmers Road | Maxwell | 78656 |  | 29.9266 | -97.7877 | Non-Lead - Copper | No | Between 1989 and 2014 |  | Non-Lead - Plastic | Between 1989 and 2014 |  | Non-Lead | No | No |  | Single Family Residence | No | No | No | Tier 5
9467365 | 1020 | Farmers Road | Maxwell | 78640 |  | 29.9258 | -97.7897 | Non-Lead - Copper | No | Between 1989 and 2014 |  | Non-Lead - Plastic | Between 1989 and 2014 |  | Non-Lead | No | No |  | Single Family Residence | No | No | No | Tier 5
15895266 | 1184 | Farmers Road | Maxwell | 78656 |  | 29.9237 | -97.7916 | Non-Lead - Copper | No | Between 1989 and 2014 |  | Non-Lead - Plastic | Between 1989 and 2014 |  | Non-Lead | No | No |  | Single Family Residence | No | No | No | Tier 5
No-15 | 1804 | Farmers Road | Maxwell | 78656 | Abandoned Lot. Inactive. | 29.9177 | -97.7993 | Non-Lead - Copper | No | Between 1989 and 2014 |  | Non-Lead - Plastic | Between 1989 and 2014 |  | Non-Lead | No | No |  | Single Family Residence | No | No | No | Tier 5
13360899 | 1832 | Farmers Road | Maxwell | 78656 |  | 29.923 | -97.8058 | Non-Lead - Copper | No | Before 1989 |  | Non-Lead - Plastic | Before 1989 |  | Non-Lead | No | No |  | Single Family Residence | No | No | No | Tier 5
13427222 | 2396 | Farmers Road | Maxwell | 78656 |  | 29.9122 | -97.807 | Non-Lead - Copper | No | After 2014 |  | Non-Lead | Before 1989 |  | Non-Lead | No | No |  | Other | No | No | No | Tier 5
789902 | 4211 | Misty Lane | Maxwell | 78640 | Vacant Lot. Inactive | 29.9137 | -97.8117 | Non-Lead - Copper | No | After 2014 |  | Non-Lead - Plastic | Before 1989 |  | Non-Lead | No | No |  | Single Family Residence | No | No | No | Tier 5
16201837 | 4387 | Misty Lane | Maxwell | 78656 |  | 29.915 | -97.8138 | Non-Lead - Copper | No | Between 1989 and 2014 |  | Non-Lead - Plastic | Between 1989 and 2014 |  | Non-Lead | No | No |  | Single Family Residence | No | No | Yes | Tier 5
1470848 | 3771 | Misty Lane | Maxwell | 78656 | 12238955 | 29.912 | -97.8024 | Non-Lead - Plastic | No | Between 1989 and 2014 |  | Non-Lead - Plastic | Between 1989 and 2014 |  | Non-Lead | No | No |  | Single Family Residence | No | No | No | Tier 5
12756971 | 99 | S. Old Spanish Trail | Uhland | 78640 |  | 29.9455 | -97.7916 | Non-Lead - Plastic | No | After 2014 |  | Non-Lead - Plastic | Between 1989 and 2014 |  | Non-Lead | No | No |  | Single Family Residence | No | No | No | Tier 5
16226543 | 97 | S. Old Spanish Trail | Uhland | 78640 | St. Michael's Church Parrish house | 29.9474 | -97.7911 | Non-Lead - Plastic | No | After 2014 |  | Non-Lead - Plastic | After 2014 |  | Non-Lead | No | No |  | Building | No | No | No | Tier 5
12176075 | 95 | S. Old Spanish Trail | Uhland | 78640 |  | 29.9462 | -97.7911 | Non-Lead - Copper | No | After 2014 |  | Non-Lead - Plastic | After 2014 |  | Non-Lead | No | No |  | Single Family Residence | No | No | No | Tier 5
12149897 | 91 | S. Old Spanish Trail | Uhland | 78640 |  | 29.9469 | -97.7905 | Non-Lead - Copper | No | After 2014 |  | Non-Lead - Plastic | Between 1989 and 2014 |  | Non-Lead | No | No |  | Single Family Residence | No | No | No | Tier 5
16230278 | 87 | S. Old Spanish Trail | Uhland | 78640 |  | 29.9473 | -97.7901 | Non-Lead - Copper | No | Between 1989 and 2014 |  | Non-Lead - Plastic | Between 1989 and 2014 |  | Non-Lead | No | No |  | Single Family Residence | No | No | No | Tier 5
780518 | 85 | S. Old Spanish Trail | Uhland | 78640 |  | 29.9477 | -97.7898 | Non-Lead - Copper | No | After 2014 |  | Non-Lead - Plastic | After 2014 |  | Non-Lead | No | No |  | Single Family Residence | No | No | No | Tier 5
15850645 | 84 | S. Old Spanish Trail | Uhland | 78640 |  | 29.947 | -97.7923 | Non-Lead - Plastic | No | After 2014 |  | Non-Lead - Plastic | Between 1989 and 2014 |  | Non-Lead | No | No |  | Single Family Residence | No | No | No | Tier 5
10706396 | 83 | S. Old Spanish Trail | Uhland | 78640 |  | 29.9482 | -97.7896 | Non-Lead - Copper | No | After 2014 |  | Non-Lead - Plastic | After 2014 |  | Non-Lead | No | No |  | Single Family Residence | No | No | No | Tier 5
12684121 | 82 | S. Old Spanish Trail | Uhland | 78640 |  | 29.9476 | -97.792 | Non-Lead - Plastic | No | After 2014 |  | Non-Lead - Plastic | After 2014 |  | Non-Lead | No | No |  | Single Family Residence | No | No | No | Tier 5
16227145 | 81 | S. Old Spanish Trail | Uhland | 78640 |  | 29.9469 | -97.7881 | Non-Lead - Copper | No | Between 1989 and 2014 |  | Non-Lead - Plastic | Between 1989 and 2014 |  | Non-Lead | No | No |  | Single Family Residence | No | No | No | Tier 5
15504457 | 80 | S. Old Spanish Trail | Uhland | 78640 | 4297666 St. Michael's Church Parrish Hall | 29.9474 | -97.7911 | Non-Lead - Copper | No | Before 1989 |  | Non-Lead - Plastic | Before 1989 |  | Non-Lead | No | No |  | Other | No | No | No | Tier 5
16697010 | 80 | S. Old Spanish Trail | Uhland | 78640 | 15504457 St. Michael's Church | 29.9474 | -97.7911 | Non-Lead - Copper | No | Before 1989 |  | Galvanized | Before 1989 |  | Non-lead | No | Don't Know |  | Building | No | No | Yes | Tier 5
4297666 | 80 | S. Old Spanish Trail | Uhland | 78640 |  | 29.9474 | -97.7911 | Non-Lead - Plastic | No | Between 1989 and 2014 |  | Non-Lead - Plastic | Between 1989 and 2014 |  | Non-Lead | No | No |  | Building | No | No | No | Tier 5
13470217 | 66 | S. Old Spanish Trail | Uhland | 78640 |  | 29.9502 | -97.7901 | Non-Lead - Plastic | No | After 2014 |  | Non-Lead - Plastic | After 2014 |  | Non-Lead | No | No |  | Single Family Residence | No | No | No | Tier 5
15511808 | 158 | Oxen Valley Way | Uhland | 78640 |  | 29.9517 | -97.7909 | Non-Lead - Plastic | No | After 2014 |  | Non-Lead - Plastic | After 2014 |  | Non-Lead | No | No |  | Single Family Residence | No | No | No | Tier 5
9205589 | 204 | Oxen Valley Way | Uhland | 78640 |  | 29.951 | -97.7916 | Non-Lead - Plastic | No | After 2014 |  | Non-Lead - Plastic | After 2014 |  | Non-Lead | No | No |  | Single Family Residence | No | No | No | Tier 5
12687252 | 266 | Oxen Valley Way | Uhland | 78640 |  | 29.9503 | -97.7922 | Non-Lead - Plastic | No | After 2014 |  | Non-Lead - Plastic | After 2014 |  | Non-Lead | No | No |  | Single Family Residence | No | No | No | Tier 5
12861016 | 311 | Oxen Valley Way | Uhland | 78640 |  | 29.9484 | -97.7915 | Non-Lead - Plastic | No | After 2014 |  | Non-Lead - Plastic | After 2014 |  | Non-Lead | No | No |  | Single Family Residence | No | No | No | Tier 5
15953933 | 79 | S. Old Spanish Trail | Uhland | 78640 | 7677417 | 29.9488 | -97.79 | Non-Lead - Copper | No | Before 1989 |  | Non-Lead - Plastic | Before 1989 |  | Non-Lead | No | No |  | Single Family Residence | No | No | No | Tier 5
7677417 | Caldwell | Co. Road 227 | Uhland | 78640 | Inactive | 29.9622 | -97.7407 | Non-Lead - Copper | No | Before 1989 |  | Non-Lead - Plastic | Between 1989 and 2014 |  | Non-Lead | No | No |  | Single Family Residence | No | No | No | Tier 5
13554280 | 306 | Lumber Lane | Uhland | 78640 |  | 29.9483 | -97.7946 | Non-Lead - Plastic | No | After 2014 |  | Non-Lead - Plastic | After 2014 |  | Non-Lead | No | No |  | Single Family Residence | No | No | No | Tier 5
10287935 | 75 | S. Old Spanish Trail | Uhland | 78640 | 10090537 | 29.9505 | -97.7895 | Non-Lead - Copper | No | Before 1989 |  | Non-Lead - Plastic | Before 1989 |  | Non-Lead | No | No |  | Single Family Residence | No | No | No | Tier 5
12580620 | 64 | S. Old Spanish Trail | Uhland | 78640 |  | 29.951 | -97.7901 | Non-Lead - Copper | No | After 2014 |  | Non-Lead - Plastic | After 2014 |  | Non-Lead | No | No |  | Single Family Residence | No | No | No | Tier 5
12689577 | 60 | S. Old Spanish Trail | Uhland | 78640 |  | 29.9513 | -97.7897 | Non-Lead - Copper | No | Before 1989 |  | Non-Lead - Other | Before 1989 |  | Non-Lead | No | No |  | Single Family Residence | No | No | No | Tier 5
16181406 | 58 | S. Old Spanish Trail | Uhland | 78640 |  | 29.9516 | -97.7897 | Non-Lead - Copper | No | Before 1989 |  | Galvanized | Between 1989 and 2014 |  | Non-lead | No | Don't Know |  | Single Family Residence | No | No | No | Tier 5
3872036 | 56 | S. Old Spanish Trail | Uhland | 78640 | 7910401, 10952644 | 29.952 | -97.7896 | Non-Lead - Copper | No | Before 1989 |  | Non-Lead - Plastic | Before 1989 |  | Non-Lead | No | No |  | Single Family Residence | No | No | No | Tier 5
12086097 | 44 | S. Old Spanish Trail | Uhland | 78640 |  | 29.9528 | -97.7899 | Non-Lead - Copper | No | Between 1989 and 2014 |  | Non-Lead - Plastic | Between 1989 and 2014 |  | Non-Lead | No | No |  | Single Family Residence | No | No | No | Tier 5
12251616 | 42 | S. Old Spanish Trail | Uhland | 78640 |  | 29.9534 | -97.7898 | Non-Lead - Copper | No | Before 1989 |  | Non-Lead - Plastic | Before 1989 |  | Non-Lead | No | No |  | Single Family Residence | No | No | No | Tier 5
9631361 | 40 | S. Old Spanish Trail | Uhland | 78640 | Vacant Lot | 29.9556 | -97.7889 | Non-Lead - Copper | No | Before 1989 |  | Non-Lead - Plastic | Before 1989 |  | Non-Lead | No | No |  | Other | No | No | No | Tier 5
10272466 | 36 | S. Old Spanish Trail | Uhland | 78640 |  | 29.9549 | -97.7881 | Non-Lead - Copper | No | Before 1989 |  | Non-Lead - Plastic | Before 1989 |  | Non-Lead | No | No |  | Single Family Residence | No | No | No | Tier 5
3446088 | 1 | N Old Spanish | Uhland | 78640 | Vacant Lot. Former Club 21. Inactive. | 29.9571 | -97.7856 | Non-Lead - Plastic | No | Between 1989 and 2014 |  | Non-Lead - Copper | Between 1989 and 2014 |  | Non-Lead | No | Don't Know |  | Other | No | No | No | Tier 5
13324841 | 1 | N Old Spanish | Uhland | 78640 |  | 29.9571 | -97.7856 | Non-Lead - Plastic | No | Between 1989 and 2014 |  | Non-Lead - Plastic | Between 1989 and 2014 |  | Non-Lead | No | No |  | Single Family Residence | No | No | No | Tier 5
10262315 | 4 | Seeliger Drive | Uhland | 78640 |  | 29.9576 | -97.7844 | Non-Lead - Plastic | No | Before 1989 |  | Non-Lead - Copper | Before 1989 |  | Non-Lead | No | Don't Know |  | Single Family Residence | No | No | No | Tier 5
15872143 | 5 | Seeliger Drive | Uhland | 78640 | 11773884 | 29.9572 | -97.7845 | Non-Lead - Plastic | No | Between 1989 and 2014 |  | Non-Lead - Plastic | Before 1989 |  | Non-Lead | No | No |  | Single Family Residence | No | No | No | Tier 5
10199906 | 5 Unit B | Seeliger Drive | Uhland | 78640 |  | 29.9572 | -97.7845 | Non-Lead - Plastic | No | Between 1989 and 2014 |  | Non-Lead - Plastic | Between 1989 and 2014 |  | Non-Lead | No | No |  | Single Family Residence | No | No | No | Tier 5
15598360 | 6 | Seeliger Drive | Uhland | 78640 | 5802547 | 29.9574 | -97.7842 | Non-Lead - Plastic | No | Between 1989 and 2014 |  | Non-Lead - Plastic | Between 1989 and 2014 |  | Non-Lead | No | No |  | Single Family Residence | No | No | No | Tier 5
12084518 | 7 Unit A | Seeliger Drive | Uhland | 78640 |  | 29.9571 | -97.7843 | Non-Lead - Plastic | No | Between 1989 and 2014 |  | Non-Lead - Plastic | Before 1989 |  | Non-Lead | No | No |  | Single Family Residence | No | No | No | Tier 5
12744691 | 7 B Unit B | Seeliger Drive | Uhland | 78640 |  | 29.9569 | -97.7845 | Non-Lead - Plastic | No | Between 1989 and 2014 |  | Non-Lead - Plastic | Before 1989 |  | Non-Lead | No | No |  | Single Family Residence | No | No | No | Tier 5
13552891 | 7 Unit C | Seeliger Drive | Uhland | 78640 |  | 29.9568 | -97.7845 | Non-Lead - Plastic | No | Between 1989 and 2014 |  | Non-Lead - Plastic | Before 1989 |  | Non-Lead | No | No |  | Single Family Residence | No | No | No | Tier 5
12176076 | 9 | Seeliger Drive | Uhland | 78640 |  | 29.957 | -97.7842 | Non-Lead - Plastic | No | Between 1989 and 2014 |  | Non-Lead - Plastic | Before 1989 |  | Non-Lead | No | No |  | Single Family Residence | No | No | No | Tier 5
12131460 | 10 | Seeliger Drive | Uhland | 78640 |  | 29.9573 | -97.7839 | Non-Lead - Plastic | No | Between 1989 and 2014 |  | Non-Lead - Copper | Before 1989 |  | Non-Lead | No | Don't Know |  | Single Family Residence | No | No | No | Tier 5
12531626 | 12 | Seeliger Drive | Uhland | 78640 |  | 29.957 | -97.7835 | Non-Lead - Plastic | No | Between 1989 and 2014 |  | Non-Lead - Plastic | Before 1989 |  | Non-Lead | No | No |  | Single Family Residence | No | No | No | Tier 5
15881555 | 2 | S. Old Spanish Trail | Uhland | 78640 | 4168806 | 29.9575 | -97.786 | Non-Lead - Plastic | No | Between 1989 and 2014 |  | Non-Lead - Plastic | Between 1989 and 2014 |  | Non-Lead | No | No |  | Single Family Residence | No | No | No | Tier 5
3794369 | 6 | N. Old Spanish | Uhland | 78640 | Inactive | 29.9576 | -97.7857 | Non-Lead - Plastic | No | Between 1989 and 2014 |  | Galvanized | Before 1989 |  | Non-lead | No | Don't Know |  | Building | No | No | No | Tier 5
12531731 | 11 | N. Old Spanish Trail | Uhland | 78640 |  | 29.9581 | -97.7843 | Non-Lead - Plastic | No | Between 1989 and 2014 |  | Non-Lead - Plastic | Before 1989 |  | Non-Lead | No | No |  | Single Family Residence | No | No | No | Tier 5
5268039 | 12 | N. Old Spanish Trail | Uhland | 78640 | Vacant Home but account is active | 29.9585 | -97.7846 | Non-Lead - Plastic | No | Between 1989 and 2014 |  | Non-Lead | Before 1989 |  | Non-Lead | No | No |  | Other | No | No | No | Tier 5
10770148 | 14 | N. Old Spanish Trail | Uhland | 78640 |  | 29.9585 | -97.7844 | Non-Lead - Plastic | No | Between 1989 and 2014 |  | Non-Lead - Plastic | Before 1989 |  | Non-Lead | No | No |  | Single Family Residence | No | No | No | Tier 5
15859865 | 15 | N. Old Spanish Trail | Uhland | 78640 | City Office | 29.9583 | -97.7837 | Non-Lead - Plastic | No | Between 1989 and 2014 |  | Non-Lead - Plastic | Between 1989 and 2014 |  | Non-Lead | No | No |  | Building | No | No | No | Tier 5
16230891 | 16 | N. Old Spanish Trail | Uhland | 78640 |  | 29.959 | -97.7839 | Non-Lead - Plastic | No | Between 1989 and 2014 |  | Non-Lead - Plastic | Before 1989 |  | Non-Lead | No | No |  | Single Family Residence | No | No | No | Tier 5
16709044 | 19 | N. Old Spanish Trail | Uhland | 78640 |  | 29.9586 | -97.783 | Non-Lead - Plastic | No | Between 1989 and 2014 |  | Galvanized | Before 1989 |  | Non-lead | No | Don't Know |  | Single Family Residence | No | No | No | Tier 5
10632223 | 21 | N. Old Spanish Trail | Uhland | 78640 |  | 29.9588 | -97.7828 | Non-Lead - Plastic | No | Between 1989 and 2014 |  | Galvanized | Before 1989 |  | Non-lead | No | Don't Know |  | Single Family Residence | No | No | No | Tier 5
5888289 | Old | Spanish Trail | Uhland | 78640 | Empty House. Inactive | 29.9592 | -97.7827 | Non-Lead - Plastic | No | Between 1989 and 2014 |  | Galvanized | Before 1989 |  | Non-lead | No | Don't Know |  | Single Family Residence | No | No | No | Tier 5
3981309 | Old | Spanish Trail | Uhland | 78640 | 12746021, Farm meter | 29.9592 | -97.7827 | Non-Lead - Plastic | No | Between 1989 and 2014 |  | Non-Lead - Plastic | Between 1989 and 2014 |  | Non-Lead | No | No |  | Other | No | No | No | Tier 5
3880816 | 27 | N Old Spanish Trl | Uhland | 78640 | 12005359 | 29.9593 | -97.7823 | Non-Lead - Plastic | No | Between 1989 and 2014 |  | Non-Lead - Plastic | Before 1989 |  | Non-Lead | No | No |  | Single Family Residence | No | No | No | Tier 5
12644689 | 31 | N Old Spanish Trl | Uhland | 78640 |  | 29.9596 | -97.7819 | Non-Lead - Plastic | No | Between 1989 and 2014 |  | Non-Lead - Plastic | Before 1989 |  | Non-Lead | No | No |  | Building | No | No | No | Tier 5
16184036 | 35 | N. Old Spanish Trail | Uhland | 78640 |  | 29.9601 | -97.7812 | Non-Lead - Plastic | No | Between 1989 and 2014 |  | Non-Lead - Plastic | Before 1989 |  | Non-Lead | No | No |  | Single Family Residence | No | No | No | Tier 5
15594983 | 39 | N. Old Spanish Trail | Uhland | 78640 | 7689081 | 29.9606 | -97.7803 | Non-Lead - Plastic | No | Between 1989 and 2014 |  | Non-Lead - Plastic | Before 1989 |  | Non-Lead | No | No |  | Single Family Residence | No | No | No | Tier 5
12092983 | 220 | Paseo De Perez | Uhland | 78640 |  | 29.9598 | -97.7792 | Non-Lead - Plastic | No | Between 1989 and 2014 |  | Non-Lead - Plastic | After 2014 |  | Non-Lead | No | No |  | Single Family Residence | No | No | No | Tier 5
16243578 | 138 | Paseo De Perez | Uhland | 78640 |  | 29.9602 | -97.7801 | Non-Lead - Plastic | No | Between 1989 and 2014 |  | Non-Lead - Plastic | After 2014 |  | Non-Lead | No | No |  | Single Family Residence | No | No | No | Tier 5
16175356 | 180 | Paseo De Perez | Uhland | 78640 |  | 29.96 | -97.7796 | Non-Lead - Plastic | No | Between 1989 and 2014 |  | Galvanized | Between 1989 and 2014 |  | Non-lead | No | Don't Know |  | Single Family Residence | No | No | No | Tier 5
12646031 | 252 | Paseo De Perez | Uhland | 78640 |  | 29.9596 | -97.7787 | Non-Lead - Plastic | No | Between 1989 and 2014 |  | Non-Lead - Plastic | Between 1989 and 2014 |  | Non-Lead | No | No |  | Single Family Residence | No | No | No | Tier 5
12176106 | 13 | Paseo De Perez | Uhland | 78640 |  | 29.9593 | -97.7777 | Non-Lead - Plastic | No | Before 1989 |  | Non-Lead - Plastic | Before 1989 |  | Non-Lead | No | No |  | Single Family Residence | No | No | No | Tier 5
12646856 | 310 | Paseo De Perez | Uhland | 78640 |  | 29.9593 | -97.7776 | Non-Lead - Plastic | No | Between 1989 and 2014 |  | Non-Lead - Plastic | Between 1989 and 2014 |  | Non-Lead | No | No |  | Single Family Residence | No | No | Yes | Tier 5
12644687 | 287 | Paseo De Perez | Uhland | 78640 |  | 29.96 | -97.7775 | Non-Lead - Plastic | No | Between 1989 and 2014 |  | Non-Lead - Plastic | Between 1989 and 2014 |  | Non-Lead | No | No |  | Single Family Residence | No | No | No | Tier 5
3890748 | 1 | Calle De Tobias | Uhland | 78640 | 5261686 | 29.9617 | -97.7788 | Non-Lead - Plastic | No | Between 1989 and 2014 |  | Non-Lead - Plastic | Between 1989 and 2014 |  | Non-Lead | No | No |  | Single Family Residence | No | No | No | Tier 5
16184983 | 61 | Calle De Tobias | Uhland | 78640 |  | 29.9613 | -97.7782 | Non-Lead - Plastic | No | Before 1989 |  | Non-Lead - Copper | Before 1989 |  | Non-Lead | No | Don't Know |  | Single Family Residence | No | No | No | Tier 5
12575962 | 99 | Calle De Tobias | Uhland | 78640 |  | 29.961 | -97.7778 | Non-Lead - Plastic | No | Between 1989 and 2014 |  | Non-Lead - Plastic | Between 1989 and 2014 |  | Non-Lead | No | No |  | Single Family Residence | No | No | No | Tier 5
5199175 | 109 | Calle De Tobias | Kyle | 78640 |  | 29.9609 | -97.7776 | Non-Lead - Plastic | No | Between 1989 and 2014 |  | Non-Lead - Plastic | Between 1989 and 2014 |  | Non-Lead | No | No |  | Single Family Residence | No | No | No | Tier 5
12666447 | 135 | Calle De Tobias | Uhland | 78640 |  | 29.961 | -97.7771 | Non-Lead - Plastic | No | Before 1989 |  | Non-Lead - Plastic | Before 1989 |  | Non-Lead | No | No |  | Single Family Residence | No | No | No | Tier 5
1537025 | 175 | Calle De Tobias | Kyle | 78640 | 16201595 | 29.9605 | -97.7765 | Non-Lead - Plastic | No | Between 1989 and 2014 |  | Non-Lead - Plastic | Between 1989 and 2014 |  | Non-Lead | No | No |  | Single Family Residence | No | No | No | Tier 5
16242283 | 275 | Calle De Tobias | Uhland | 78640 |  | 29.96 | -97.775 | Non-Lead - Plastic | No | Between 1989 and 2014 |  | Non-Lead - Plastic | Between 1989 and 2014 |  | Non-Lead | No | No |  | Single Family Residence | No | No | No | Tier 5
3981455 | 205 | Calle De Tobias | Uhland | 78640 | 15876569, 5382771 | 29.9605 | -97.7759 | Non-Lead - Plastic | No | Between 1989 and 2014 |  | Non-Lead - Plastic | Between 1989 and 2014 |  | Non-Lead | No | No |  | Single Family Residence | No | No | No | Tier 5
12665207 | 145 | Calle De Tobias | Uhland | 78640 |  | 29.9607 | -97.7767 | Non-Lead - Plastic | No | Between 1989 and 2014 |  | Non-Lead - Plastic | Between 1989 and 2014 |  | Non-Lead | No | No |  | Single Family Residence | No | No | No | Tier 5
12657884 | 244 | Calle De Tobias | Kyle | 78640 |  | 29.9608 | -97.7752 | Non-Lead - Plastic | No | Between 1989 and 2014 |  | Non-Lead - Plastic | Before 1989 |  | Non-Lead | No | No |  | Single Family Residence | No | No | No | Tier 5
12537532 | 206 | Calle De Tobias | Kyle | 78640 |  | 29.9611 | -97.7755 | Non-Lead - Plastic | No | Between 1989 and 2014 |  | Non-Lead - Plastic | Before 1989 |  | Non-Lead | No | No |  | Single Family Residence | No | No | No | Tier 5
12664507 | 245 | Calle De Tobias | Uhland | 78640 |  | 29.9603 | -97.7754 | Non-Lead - Plastic | No | Between 1989 and 2014 |  | Non-Lead - Plastic | Between 1989 and 2014 |  | Non-Lead | No | No |  | Single Family Residence | No | No | No | Tier 5
12663103 | 178 | Calle De Tobias | Kyle | 78640 |  | 29.9612 | -97.7762 | Non-Lead - Plastic | No | Between 1989 and 2014 |  | Non-Lead - Plastic | Before 1989 |  | Non-Lead | No | No |  | Single Family Residence | No | No | No | Tier 5
15927190 | 144 | Calle De Tobias | Uhland | 78640 | 11826047 | 29.9615 | -97.7767 | Non-Lead - Plastic | No | Between 1989 and 2014 |  | Non-Lead - Plastic | Before 1989 |  | Non-Lead | No | No |  | Single Family Residence | No | No | No | Tier 5
10076432 | 106 | Calle De Tobias | Uhland | 78640 |  | 29.9614 | -97.7771 | Non-Lead - Plastic | No | Between 1989 and 2014 |  | Non-Lead - Plastic | Between 1989 and 2014 |  | Non-Lead | No | No |  | Single Family Residence | No | No | No | Tier 5
12523829 | 51 | N. Old Spanish Trail | Uhland | 78640 |  | 29.9612 | -97.7795 | Non-Lead - Plastic | No | Before 1989 |  | Non-Lead - Plastic | Before 1989 |  | Non-Lead | No | No |  | Single Family Residence | No | No | No | Tier 5
15786073 | 53 | N. Old Spanish Trail | Uhland | 78640 |  | 29.9622 | -97.7781 | Non-Lead - Plastic | No | Between 1989 and 2014 |  | Non-Lead - Plastic | Between 1989 and 2014 |  | Non-Lead | No | No |  | Single Family Residence | No | No | No | Tier 5
12514598 | 55 | N. Old Spanish Trail | Uhland | 78640 |  | 29.9626 | -97.7777 | Non-Lead - Plastic | No | Between 1989 and 2014 |  | Non-Lead - Plastic | Between 1989 and 2014 |  | Non-Lead | No | No |  | Single Family Residence | No | No | No | Tier 5
12658315 | 55 | N. Old Spanish Trail | Uhland | 78640 |  | 29.9626 | -97.7777 | Non-Lead - Plastic | No | Between 1989 and 2014 |  | Non-Lead - Plastic | Between 1989 and 2014 |  | Non-Lead | No | No |  | Single Family Residence | No | No | No | Tier 5
12251743 | 59 | N. Old Spanish Trail | Uhland | 78640 |  | 29.9629 | -97.7772 | Non-Lead - Plastic | No | Between 1989 and 2014 |  | Non-Lead - Plastic | Between 1989 and 2014 |  | Non-Lead | No | No |  | Single Family Residence | No | No | No | Tier 5
827863 | 57 | N. Old Spanish Trail | Uhland | 78640 |  | 29.9627 | -97.7773 | Non-Lead - Plastic | No | Between 1989 and 2014 |  | Non-Lead - Plastic | Between 1989 and 2014 |  | Non-Lead | No | No |  | Single Family Residence | No | No | No | Tier 5
12529782 | 58 | N. Old Spanish Trail | Uhland | 78640 |  | 29.9633 | -97.7777 | Non-Lead - Plastic | No | Between 1989 and 2014 |  | Non-Lead - Plastic | Before 1989 |  | Non-Lead | No | No |  | Single Family Residence | No | No | No | Tier 5
10287756 | 61 | N. Old Spanish Trail | Uhland | 78640 |  | 29.9631 | -97.777 | Non-Lead - Plastic | No | Between 1989 and 2014 |  | Non-Lead - Plastic | Between 1989 and 2014 |  | Non-Lead | No | No |  | Single Family Residence | No | No | No | Tier 5
12650334 | 65 | N. Old Spanish Trail | Uhland | 78640 |  | 29.9634 | -97.7768 | Non-Lead - Plastic | No | Between 1989 and 2014 |  | Non-Lead - Copper | Before 1989 |  | Non-Lead | No | Don't Know |  | Single Family Residence | No | No | No | Tier 5
12403602 | 67 | N. Old Spanish Trail | Uhland | 78640 |  | 29.9636 | -97.7766 | Non-Lead - Plastic | No | Between 1989 and 2014 |  | Non-Lead - Plastic | Before 1989 |  | Non-Lead | No | No |  | Single Family Residence | No | No | No | Tier 5
12254850 | 69 | N. Old Spanish Trail | Uhland | 78640 |  | 29.9638 | -97.7764 | Non-Lead - Plastic | No | Between 1989 and 2014 |  | Non-Lead - Copper | Before 1989 |  | Non-Lead | No | Don't Know |  | Single Family Residence | No | No | No | Tier 5
12515194 | 72 | N. Old Spanish Trail | Uhland | 78640 |  | 29.9645 | -97.7767 | Non-Lead - Plastic | No | Between 1989 and 2014 |  | Non-Lead - Plastic | Before 1989 |  | Non-Lead | No | No |  | Single Family Residence | No | No | No | Tier 5
12163690 | 73 | N. Old Spanish Trail | Uhland | 78640 |  | 29.9644 | -97.7761 | Non-Lead - Plastic | No | Between 1989 and 2014 |  | Galvanized | Between 1989 and 2014 |  | Non-lead | No | Don't Know |  | Single Family Residence | No | No | No | Tier 5
12532127 | 75 | N. Old Spanish Trail | Uhland | 78640 | Trailer | 29.9645 | -97.7759 | Non-Lead - Plastic | No | Between 1989 and 2014 |  | Non-Lead - Copper | Between 1989 and 2014 |  | Non-Lead | No | Don't Know |  | Other | No | No | No | Tier 5
12663601 | 76 | N. Old Spanish Trail | Uhland | 78640 |  | 29.9641 | -97.777 | Non-Lead - Plastic | No | Between 1989 and 2014 |  | Non-Lead - Plastic | Between 1989 and 2014 |  | Non-Lead | No | No |  | Single Family Residence | No | No | No | Tier 5
9295200 | 10254 | Camino Real | Uhland | 78640 |  | 29.9649 | -97.7767 | Non-Lead - Plastic | No | Between 1989 and 2014 |  | Non-Lead - Plastic | Between 1989 and 2014 |  | Non-Lead | No | No |  | Other | No | No | No | Tier 5
16184644 | 10290 | Camino Real | Uhland | 78640 |  | 29.9655 | -97.7759 | Non-Lead - Plastic | No | Between 1989 and 2014 |  | Non-Lead - Plastic | Between 1989 and 2014 |  | Non-Lead | No | No |  | Single Family Residence | No | No | No | Tier 5
10194517 | 10300 | Camino Real | Uhland | 78640 |  | 29.966 | -97.7754 | Non-Lead - Plastic | No | Between 1989 and 2014 |  | Non-Lead - Plastic | After 2014 |  | Non-Lead | No | No |  | Single Family Residence | No | No | No | Tier 5
10222318 | 10340 | Camino Real | Uhland | 78640 |  | 29.9666 | -97.775 | Non-Lead - Plastic | No | Between 1989 and 2014 |  | Non-Lead - Plastic | Between 1989 and 2014 |  | Non-Lead | No | No |  | Single Family Residence | No | No | No | Tier 5
16171789 | 114 | Everett Drive | Uhland | 78640 |  | 29.9637 | -97.7721 | Non-Lead - Copper | No | Between 1989 and 2014 |  | Non-Lead - Plastic | Between 1989 and 2014 |  | Non-Lead | No | No |  | Single Family Residence | No | No | No | Tier 5
15773762 | 115 | Everett Drive | Uhland | 78640 |  | 29.964 | -97.7723 | Non-Lead - Copper | No | Between 1989 and 2014 |  | Non-Lead - Plastic | Between 1989 and 2014 |  | Non-Lead | No | No |  | Single Family Residence | No | No | No | Tier 5
13278166 | 116 | Everett Drive | Uhland | 78640 |  | 29.9634 | -97.7722 | Non-Lead - Copper | No | Between 1989 and 2014 |  | Non-Lead - Plastic | Between 1989 and 2014 |  | Non-Lead | No | No |  | Single Family Residence | No | No | No | Tier 5
10324827 | 117 | Everett Drive | Uhland | 78640 |  | 29.9641 | -97.7727 | Non-Lead - Copper | No | Between 1989 and 2014 |  | Non-Lead - Plastic | Between 1989 and 2014 |  | Non-Lead | No | No |  | Single Family Residence | No | No | No | Tier 5
13188722 | 118 | Everett Drive | Uhland | 78640 |  | 29.9635 | -97.7726 | Non-Lead - Copper | No | Between 1989 and 2014 |  | Non-Lead - Plastic | Between 1989 and 2014 |  | Non-Lead | No | No |  | Single Family Residence | No | No | No | Tier 5
12670240 | 119 | Everett Drive | Uhland | 78640 |  | 29.9643 | -97.773 | Non-Lead - Copper | No | Between 1989 and 2014 |  | Non-Lead - Plastic | Between 1989 and 2014 |  | Non-Lead | No | No |  | Single Family Residence | No | No | No | Tier 5
15773748 | 120 | Everett Drive | Uhland | 78640 |  | 29.9635 | -97.773 | Non-Lead - Copper | No | Between 1989 and 2014 |  | Non-Lead - Plastic | Between 1989 and 2014 |  | Non-Lead | No | No |  | Single Family Residence | No | No | No | Tier 5
12562840 | 121 | Everett Drive | Uhland | 78640 |  | 29.9644 | -97.7733 | Non-Lead - Copper | No | Between 1989 and 2014 |  | Non-Lead - Plastic | Between 1989 and 2014 |  | Non-Lead | No | No |  | Single Family Residence | No | No | No | Tier 5
15788157 | 122 | Everett Drive | Uhland | 78640 |  | 29.9638 | -97.7734 | Non-Lead - Copper | No | Between 1989 and 2014 |  | Non-Lead - Plastic | Between 1989 and 2014 |  | Non-Lead | No | No |  | Single Family Residence | No | No | No | Tier 5
13414462 | 123 | Everett Drive | Uhland | 78640 |  | 29.9645 | -97.7735 | Non-Lead - Copper | No | Between 1989 and 2014 |  | Non-Lead - Plastic | Between 1989 and 2014 |  | Non-Lead | No | No |  | Single Family Residence | No | No | No | Tier 5
10706327 | 125 | Everett Drive | Uhland | 78640 |  | 29.9648 | -97.774 | Non-Lead - Copper | No | Between 1989 and 2014 |  | Non-Lead - Plastic | Between 1989 and 2014 |  | Non-Lead | No | No |  | Single Family Residence | No | No | No | Tier 5
12867787 | 127 | Everett Drive | Kyle | 78640 |  | 29.9649 | -97.7744 | Non-Lead - Copper | No | Between 1989 and 2014 |  | Non-Lead - Plastic | Between 1989 and 2014 |  | Non-Lead | No | No |  | Single Family Residence | No | No | No | Tier 5
12872532 | 129 | Everett Drive | Uhland | 78640 |  | 29.9649 | -97.7748 | Non-Lead - Copper | No | Between 1989 and 2014 |  | Non-Lead - Plastic | Between 1989 and 2014 |  | Non-Lead | No | No |  | Single Family Residence | No | No | No | Tier 5
16184880 | 130 | Everett Drive | Uhland | 78640 |  | 29.9646 | -97.7752 | Non-Lead - Copper | No | Between 1989 and 2014 |  | Non-Lead - Plastic | Between 1989 and 2014 |  | Non-Lead | No | No |  | Single Family Residence | No | No | No | Tier 5
16178159 | 131 | Everett Drive | Uhland | 78640 |  | 29.9651 | -97.7749 | Non-Lead - Copper | No | Between 1989 and 2014 |  | Non-Lead - Plastic | Between 1989 and 2014 |  | Non-Lead | No | No |  | Single Family Residence | No | No | No | Tier 5
16235376 | 133 | Everett Drive | Uhland | 78640 |  | 29.9653 | -97.7753 | Non-Lead - Copper | No | Between 1989 and 2014 |  | Non-Lead - Plastic | Between 1989 and 2014 |  | Non-Lead | No | No |  | Single Family Residence | No | No | No | Tier 5
12546529 | 129 | Kaitlyn Place | Kyle | 78640 |  | 29.9641 | -97.7743 | Non-Lead - Copper | No | Between 1989 and 2014 |  | Non-Lead - Plastic | Between 1989 and 2014 |  | Non-Lead | No | No |  | Single Family Residence | No | No | No | Tier 5
12647087 | 128 | Kaitlyn Place | Uhland | 78640 |  | 29.9641 | -97.775 | Non-Lead - Copper | No | Between 1989 and 2014 |  | Non-Lead - Plastic | Between 1989 and 2014 |  | Non-Lead | No | No |  | Single Family Residence | No | No | No | Tier 5
3856073 | 127 | Kaitlyn Place | Uhland | 78640 | 7527454 | 29.9637 | -97.7745 | Non-Lead - Copper | No | Between 1989 and 2014 |  | Non-Lead - Plastic | Between 1989 and 2014 |  | Non-Lead | No | No |  | Single Family Residence | No | No | No | Tier 5
12656811 | 126 | Kaitlyn Place | Uhland | 78640 |  | 29.9638 | -97.7752 | Non-Lead - Copper | No | Between 1989 and 2014 |  | Non-Lead - Plastic | Between 1989 and 2014 |  | Non-Lead | No | No |  | Single Family Residence | No | No | No | Tier 5
16197431 | 125 | Kaitlyn Place | Uhland | 78640 |  | 29.9638 | -97.7748 | Non-Lead - Copper | No | Between 1989 and 2014 |  | Non-Lead - Plastic | Between 1989 and 2014 |  | Non-Lead | No | No |  | Single Family Residence | No | No | No | Tier 5
3808482 | 124 | Kaitlyn Place | Uhland | 78640 | 7517299 | 29.9636 | -97.7754 | Non-Lead - Copper | No | Between 1989 and 2014 |  | Non-Lead - Plastic | Between 1989 and 2014 |  | Non-Lead | No | No |  | Single Family Residence | No | No | No | Tier 5
13421654 | 123 | Kaitlyn Place | uhland | 78640 |  | 29.9632 | -97.775 | Non-Lead - Copper | No | Between 1989 and 2014 |  | Non-Lead - Plastic | Between 1989 and 2014 |  | Non-Lead | No | No |  | Single Family Residence | No | No | No | Tier 5
12645444 | 122 | Kaitlyn Place | Uhland | 78640 |  | 29.9633 | -97.7755 | Non-Lead - Copper | No | Between 1989 and 2014 |  | Non-Lead - Plastic | Between 1989 and 2014 |  | Non-Lead | No | No |  | Single Family Residence | No | No | No | Tier 5
16590637 | 120 | Kaitlyn Place | uhland | 78640 |  | 29.9631 | -97.7757 | Non-Lead - Copper | No | Between 1989 and 2014 |  | Non-Lead - Plastic | Between 1989 and 2014 |  | Non-Lead | No | No |  | Single Family Residence | No | No | No | Tier 5
15791080 | 118 | Kaitlyn Place | Uhland | 78640 |  | 29.9628 | -97.776 | Non-Lead - Copper | No | Between 1989 and 2014 |  | Non-Lead - Plastic | Between 1989 and 2014 |  | Non-Lead | No | No |  | Single Family Residence | No | No | No | Tier 5
12530583 | 117 | Kaitlyn Place | Uhland | 78640 |  | 29.9619 | -97.7754 | Non-Lead - Copper | No | Between 1989 and 2014 |  | Non-Lead - Plastic | Between 1989 and 2014 |  | Non-Lead | No | No |  | Single Family Residence | No | No | No | Tier 5
12646013 | 116 | Kaitlyn Place | Uhland | 78640 |  | 29.9625 | -97.7761 | Non-Lead - Copper | No | Between 1989 and 2014 |  | Non-Lead - Plastic | Between 1989 and 2014 |  | Non-Lead | No | No |  | Single Family Residence | No | No | No | Tier 5
12644745 | 115 | Kaitlyn Place | Uhland | 78640 |  | 29.9623 | -97.776 | Non-Lead - Copper | No | Between 1989 and 2014 |  | Non-Lead - Plastic | Between 1989 and 2014 |  | Non-Lead | No | No |  | Single Family Residence | No | No | No | Tier 5
16232798 | 114 | Kaitlyn Place | Uhland | 78640 |  | 29.9623 | -97.7764 | Non-Lead - Copper | No | Between 1989 and 2014 |  | Non-Lead - Plastic | Between 1989 and 2014 |  | Non-Lead | No | No |  | Single Family Residence | No | No | No | Tier 5
711354 | 110 | Rylea Court | Uhland | 78640 |  | 29.9614 | -97.7717 | Non-Lead - Copper | No | Between 1989 and 2014 |  | Non-Lead - Plastic | Between 1989 and 2014 |  | Non-Lead | No | No |  | Single Family Residence | No | No | No | Tier 5
12658772 | 111 | Rylea Court | Uhland | 78640 |  | 29.9618 | -97.7717 | Non-Lead - Copper | No | Between 1989 and 2014 |  | Non-Lead - Plastic | Between 1989 and 2014 |  | Non-Lead | No | No |  | Single Family Residence | No | No | No | Tier 5
13414436 | 112 | Rylea Court | Uhland | 78640 |  | 29.9613 | -97.7722 | Non-Lead - Copper | No | Between 1989 and 2014 |  | Non-Lead - Plastic | Between 1989 and 2014 |  | Non-Lead | No | No |  | Single Family Residence | No | No | No | Tier 5
12657582 | 113 | Rylea Court | Uhland | 78640 |  | 29.962 | -97.7719 | Non-Lead - Copper | No | Between 1989 and 2014 |  | Non-Lead - Plastic | Between 1989 and 2014 |  | Non-Lead | No | No |  | Single Family Residence | No | No | No | Tier 5
13379183 | 114 | Rylea Court | Uhland | 78640 |  | 29.9614 | -97.7726 | Non-Lead - Copper | No | Between 1989 and 2014 |  | Non-Lead - Plastic | Between 1989 and 2014 |  | Non-Lead | No | No |  | Single Family Residence | No | No | No | Tier 5
16171812 | 115 | Rylea Court | Uhland | 78640 |  | 29.9621 | -97.7723 | Non-Lead - Copper | No | Between 1989 and 2014 |  | Non-Lead - Plastic | Between 1989 and 2014 |  | Non-Lead | No | No |  | Single Family Residence | No | No | No | Tier 5
12528172 | 116 | Rylea Court | Uhland | 78640 |  | 29.9615 | -97.7729 | Non-Lead - Copper | No | Between 1989 and 2014 |  | Non-Lead - Plastic | Between 1989 and 2014 |  | Non-Lead | No | No |  | Single Family Residence | No | No | No | Tier 5
12657668 | 117 | Rylea Court | Uhland | 78640 |  | 29.9622 | -97.7727 | Non-Lead - Copper | No | Between 1989 and 2014 |  | Non-Lead - Plastic | Between 1989 and 2014 |  | Non-Lead | No | No |  | Single Family Residence | No | No | No | Tier 5
12525948 | 118 | Rylea Court | Uhland | 78640 |  | 29.9618 | -97.7735 | Non-Lead - Copper | No | Between 1989 and 2014 |  | Non-Lead - Plastic | Between 1989 and 2014 |  | Non-Lead | No | No |  | Single Family Residence | No | No | No | Tier 5
12512329 | 119 | Rylea Court | Uhland | 78640 |  | 29.9623 | -97.7732 | Non-Lead - Copper | No | Between 1989 and 2014 |  | Non-Lead - Plastic | Between 1989 and 2014 |  | Non-Lead | No | No |  | Single Family Residence | No | No | No | Tier 5
12663621 | 120 | Rylea Court | Uhland | 78640 |  | 29.9619 | -97.7738 | Non-Lead - Copper | No | Between 1989 and 2014 |  | Non-Lead - Plastic | Between 1989 and 2014 |  | Non-Lead | No | No |  | Single Family Residence | No | No | No | Tier 5
12658246 | 121 | Rylea Court | Uhland | 78640 |  | 29.9626 | -97.7736 | Non-Lead - Copper | No | Between 1989 and 2014 |  | Non-Lead - Plastic | Between 1989 and 2014 |  | Non-Lead | No | No |  | Single Family Residence | No | No | No | Tier 5
12237120 | 122 | Rylea Court | Uhland | 78640 |  | 29.962 | -97.7741 | Non-Lead - Copper | No | Between 1989 and 2014 |  | Non-Lead - Plastic | Between 1989 and 2014 |  | Non-Lead | No | No |  | Single Family Residence | No | No | No | Tier 5
12644272 | 123 | Rylea Court | Uhland | 78640 |  | 29.9626 | -97.774 | Non-Lead - Copper | No | Between 1989 and 2014 |  | Non-Lead - Plastic | Between 1989 and 2014 |  | Non-Lead | No | No |  | Single Family Residence | No | No | No | Tier 5
12254734 | 124 | Rylea Court | Uhland | 78640 |  | 29.9622 | -97.7743 | Non-Lead - Copper | No | Between 1989 and 2014 |  | Non-Lead - Plastic | Between 1989 and 2014 |  | Non-Lead | No | No |  | Single Family Residence | No | No | No | Tier 5
10071725 | 126 | Rylea Court | Uhland | 78640 |  | 29.9623 | -97.7746 | Non-Lead - Copper | No | Between 1989 and 2014 |  | Non-Lead - Plastic | Between 1989 and 2014 |  | Non-Lead | No | No |  | Single Family Residence | No | No | No | Tier 5
12532056 | 128 | Rylea Court | Uhland | 78640 |  | 29.9624 | -97.775 | Non-Lead - Copper | No | Between 1989 and 2014 |  | Non-Lead - Plastic | Between 1989 and 2014 |  | Non-Lead | No | No |  | Single Family Residence | No | No | No | Tier 5
12662160 | 128 | Dustins Drive | Uhland | 78640 |  | 29.9675 | -97.7718 | Non-Lead - Copper | No | Between 1989 and 2014 |  | Non-Lead - Plastic | Between 1989 and 2014 |  | Non-Lead | No | No |  | Single Family Residence | No | No | No | Tier 5
15505697 | 126 | Dustins Drive | Uhland | 78640 | 5099872 | 29.9671 | -97.7717 | Non-Lead - Copper | No | Between 1989 and 2014 |  | Non-Lead - Plastic | Between 1989 and 2014 |  | Non-Lead | No | No |  | Single Family Residence | No | No | No | Tier 5
16174567 | 115 | Dustins Drive | Uhland | 78640 |  | 29.9674 | -97.7713 | Non-Lead - Copper | No | Between 1989 and 2014 |  | Non-Lead - Plastic | Between 1989 and 2014 |  | Non-Lead | No | No |  | Single Family Residence | No | No | No | Tier 5
9614119 | 113 | Dustins Drive | Uhland | 78640 |  | 29.9669 | -97.7712 | Non-Lead - Copper | No | Between 1989 and 2014 |  | Non-Lead - Plastic | Between 1989 and 2014 |  | Non-Lead | No | No |  | Single Family Residence | No | No | No | Tier 5
13414796 | 2200 | Rocky Road | Uhland | 78640 |  | 29.9667 | -97.7591 | Non-Lead - Copper | No | Between 1989 and 2014 |  | Non-Lead - Plastic | Between 1989 and 2014 |  | Non-Lead | No | No |  | Single Family Residence | No | No | No | Tier 5
12673686 | 124 | Dustins Drive | Uhland | 78640 |  | 29.9667 | -97.7716 | Non-Lead - Copper | No | Between 1989 and 2014 |  | Non-Lead - Plastic | Between 1989 and 2014 |  | Non-Lead | No | No |  | Single Family Residence | No | No | No | Tier 5
12672613 | 122 | Dustins Drive | Uhland | 78640 |  | 29.9664 | -97.7715 | Non-Lead - Copper | No | Between 1989 and 2014 |  | Non-Lead - Plastic | Between 1989 and 2014 |  | Non-Lead | No | No |  | Single Family Residence | No | No | No | Tier 5
16175250 | 111 | Dustins Drive | Uhland | 78640 |  | 29.9664 | -97.771 | Non-Lead - Copper | No | Between 1989 and 2014 |  | Non-Lead - Plastic | Between 1989 and 2014 |  | Non-Lead | No | No |  | Single Family Residence | No | No | No | Tier 5
16175250 | 109 | Dustins Drive | Uhland | 78640 |  | 29.9658 | -97.7708 | Non-Lead - Copper | No | Between 1989 and 2014 |  | Non-Lead - Plastic | Between 1989 and 2014 |  | Non-Lead | No | No |  | Single Family Residence | No | No | No | Tier 5
9392345 | 120 | Dustins Drive | Uhland | 78640 |  | 29.966 | -97.7714 | Non-Lead - Copper | No | Between 1989 and 2014 |  | Non-Lead - Plastic | Between 1989 and 2014 |  | Non-Lead | No | No |  | Single Family Residence | No | No | No | Tier 5
12668302 | 118 | Dustins Drive | Uhland | 78640 |  | 29.9656 | -97.7713 | Non-Lead - Copper | No | Between 1989 and 2014 |  | Non-Lead - Plastic | Between 1989 and 2014 |  | Non-Lead | No | No |  | Single Family Residence | No | No | No | Tier 5
12654128 | 116 | Dustins Drive | Uhland | 78640 |  | 29.9653 | -97.7712 | Non-Lead - Copper | No | Between 1989 and 2014 |  | Non-Lead - Plastic | Between 1989 and 2014 |  | Non-Lead | No | No |  | Single Family Residence | No | No | No | Tier 5
13432112 | 114 | Dustins Drive | Uhland | 78640 |  | 29.965 | -97.771 | Non-Lead - Copper | No | Between 1989 and 2014 |  | Non-Lead - Plastic | Between 1989 and 2014 |  | Non-Lead | No | No |  | Single Family Residence | No | No | No | Tier 5
15573804 | 107 | Dustins Drive | Uhland | 78640 | 16090714 | 29.9652 | -97.7706 | Non-Lead - Copper | No | Between 1989 and 2014 |  | Non-Lead - Plastic | Between 1989 and 2014 |  | Non-Lead | No | No |  | Single Family Residence | No | No | No | Tier 5
10433681 | 105 | Dustins Drive | Uhland | 78640 |  | 29.9647 | -97.7704 | Non-Lead - Copper | No | Between 1989 and 2014 |  | Non-Lead - Plastic | Between 1989 and 2014 |  | Non-Lead | No | No |  | Single Family Residence | No | No | No | Tier 5
13130662 | 112 | Dustins Drive | Uhland | 78640 |  | 29.9647 | -97.7709 | Non-Lead - Copper | No | Between 1989 and 2014 |  | Non-Lead - Plastic | Between 1989 and 2014 |  | Non-Lead | No | No |  | Single Family Residence | No | No | No | Tier 5
13432160 | 110 | Dustins Drive | Uhland | 78640 |  | 29.9644 | -97.7709 | Non-Lead - Copper | No | Between 1989 and 2014 |  | Non-Lead - Plastic | Between 1989 and 2014 |  | Non-Lead | No | No |  | Single Family Residence | No | No | No | Tier 5
4531650 | 108 | Dustins Drive | Uhland | 78640 |  | 29.9641 | -97.7708 | Non-Lead - Copper | No | Between 1989 and 2014 |  | Non-Lead - Plastic | Between 1989 and 2014 |  | Non-Lead | No | No |  | Single Family Residence | No | No | No | Tier 5
12089863 | 106 | Dustins Drive | Uhland | 78640 |  | 29.9638 | -97.7707 | Non-Lead - Copper | No | Between 1989 and 2014 |  | Non-Lead - Plastic | Between 1989 and 2014 |  | Non-Lead | No | No |  | Single Family Residence | No | No | No | Tier 5
16520671 | 103 | Dustins Drive | Uhland | 78640 |  | 29.9639 | -97.7702 | Non-Lead - Copper | No | Between 1989 and 2014 |  | Non-Lead - Plastic | Between 1989 and 2014 |  | Non-Lead | No | No |  | Single Family Residence | No | No | No | Tier 5
12668301 | 101 | Dustins Drive | Uhland | 78640 |  | 29.9636 | -97.7701 | Non-Lead - Copper | No | Between 1989 and 2014 |  | Non-Lead - Plastic | Between 1989 and 2014 |  | Non-Lead | No | No |  | Single Family Residence | No | No | No | Tier 5
12149604 | 104 | Dustins Drive | Uhland | 78640 |  | 29.9636 | -97.7705 | Non-Lead - Copper | No | Between 1989 and 2014 |  | Non-Lead - Plastic | Between 1989 and 2014 |  | Non-Lead | No | No |  | Single Family Residence | No | No | No | Tier 5
12178534 | 102 | Dustins Drive | Uhland | 78640 |  | 29.9632 | -97.7705 | Non-Lead - Copper | No | Between 1989 and 2014 |  | Non-Lead - Plastic | Between 1989 and 2014 |  | Non-Lead | No | No |  | Single Family Residence | No | No | No | Tier 5
16184373 | 100 | Dustins Drive | Uhland | 78640 |  | 29.9629 | -97.7704 | Non-Lead - Copper | No | Between 1989 and 2014 |  | Non-Lead - Plastic | Between 1989 and 2014 |  | Non-Lead | No | No |  | Single Family Residence | No | No | No | Tier 5
12661301 | 98 | Dustins Drive | Uhland | 78640 |  | 29.9628 | -97.7704 | Non-Lead - Copper | No | Between 1989 and 2014 |  | Non-Lead - Plastic | Between 1989 and 2014 |  | Non-Lead | No | No |  | Single Family Residence | No | No | No | Tier 5
15516670 | 99 | Dustins Drive | Uhland | 78640 | 5158007 | 29.963 | -97.77 | Non-Lead - Copper | No | Between 1989 and 2014 |  | Non-Lead - Plastic | Between 1989 and 2014 |  | Non-Lead | No | No |  | Single Family Residence | No | No | No | Tier 5
13324864 | 96 | Dustins Drive | Uhland | 78640 |  | 29.9625 | -97.7702 | Non-Lead - Copper | No | Between 1989 and 2014 |  | Non-Lead - Plastic | Between 1989 and 2014 |  | Non-Lead | No | No |  | Single Family Residence | No | No | No | Tier 5
15973778 | 94 | Dustins Drive | Uhland | 78640 | 12146538 | 29.9621 | -97.7702 | Non-Lead - Copper | No | Between 1989 and 2014 |  | Non-Lead - Plastic | Between 1989 and 2014 |  | Non-Lead | No | No |  | Single Family Residence | No | No | No | Tier 5
12642444 | 92 | Dustins Drive | Uhland | 78640 |  | 29.9619 | -97.7701 | Non-Lead - Copper | No | Between 1989 and 2014 |  | Non-Lead - Plastic | Between 1989 and 2014 |  | Non-Lead | No | No |  | Single Family Residence | No | No | No | Tier 5
10241604 | 90 | Dustins Drive | Uhland | 78640 |  | 29.9614 | -97.7701 | Non-Lead - Copper | No | Between 1989 and 2014 |  | Non-Lead - Plastic | Between 1989 and 2014 |  | Non-Lead | No | No |  | Single Family Residence | No | No | No | Tier 5
12672054 | 92 | Aarons Court | Uhland | 78640 |  | 29.962 | -97.7697 | Non-Lead - Copper | No | Between 1989 and 2014 |  | Non-Lead - Plastic | Between 1989 and 2014 |  | Non-Lead | No | No |  | Single Family Residence | No | No | No | Tier 5
16231982 | 94 | Aarons Court | Uhland | 78640 |  | 29.9622 | -97.7692 | Non-Lead - Copper | No | Between 1989 and 2014 |  | Non-Lead - Plastic | Between 1989 and 2014 |  | Non-Lead | No | No |  | Single Family Residence | No | No | No | Tier 5
12651340 | 96 | Aarons Court | uhland | 78640 |  | 29.9622 | -97.7688 | Non-Lead - Copper | No | Between 1989 and 2014 |  | Non-Lead - Plastic | Between 1989 and 2014 |  | Non-Lead | No | No |  | Single Family Residence | No | No | No | Tier 5
12672056 | 95 | Aarons Court | Uhland | 78640 |  | 29.9626 | -97.7693 | Non-Lead - Copper | No | Between 1989 and 2014 |  | Non-Lead - Plastic | Between 1989 and 2014 |  | Non-Lead | No | No |  | Single Family Residence | No | No | No | Tier 5
1416803 | 89 | Misty Drive | Uhland | 78640 | 15971492, 7685631 | 29.9618 | -97.768 | Non-Lead - Copper | No | Between 1989 and 2014 |  | Non-Lead - Plastic | Between 1989 and 2014 |  | Non-Lead | No | No |  | Single Family Residence | No | No | No | Tier 5
16174631 | 91 | Misty Drive | Uhland | 78640 |  | 29.9621 | -97.7681 | Non-Lead - Copper | No | Between 1989 and 2014 |  | Non-Lead - Plastic | Between 1989 and 2014 |  | Non-Lead | No | No |  | Single Family Residence | No | No | No | Tier 5
15573795 | 93 | Misty Drive | Uhland | 78640 | 13365879 | 29.9623 | -97.7682 | Non-Lead - Copper | No | Between 1989 and 2014 |  | Non-Lead - Plastic | Between 1989 and 2014 |  | Non-Lead | No | No |  | Single Family Residence | No | No | No | Tier 5
16231717 | 95 | Misty Drive | Uhland | 78640 |  | 29.9626 | -97.7683 | Non-Lead - Copper | No | Between 1989 and 2014 |  | Non-Lead - Plastic | Between 1989 and 2014 |  | Non-Lead | No | No |  | Single Family Residence | No | No | No | Tier 5
13372767 | 97 | Misty Drive | Uhland | 78640 |  | 29.9629 | -97.7683 | Non-Lead - Copper | No | Between 1989 and 2014 |  | Non-Lead - Plastic | Between 1989 and 2014 |  | Non-Lead | No | No |  | Single Family Residence | No | No | No | Tier 5
13364150 | 100 | Misty Drive | Uhland | 78640 |  | 29.9631 | -97.7689 | Non-Lead - Copper | No | Between 1989 and 2014 |  | Non-Lead - Plastic | Between 1989 and 2014 |  | Non-Lead | No | No |  | Single Family Residence | No | No | No | Tier 5
16226896 | 99 | Misty Drive | Uhland | 78640 |  | 29.9632 | -97.7684 | Non-Lead - Copper | No | Between 1989 and 2014 |  | Non-Lead - Plastic | Between 1989 and 2014 |  | Non-Lead | No | No |  | Single Family Residence | No | No | No | Tier 5
15503167 | 101 | Misty Drive | Uhland | 78640 | 5749511 | 29.9634 | -97.7685 | Non-Lead - Copper | No | Between 1989 and 2014 |  | Non-Lead - Plastic | Between 1989 and 2014 |  | Non-Lead | No | No |  | Single Family Residence | No | No | No | Tier 5
12662148 | 103 | Misty Drive | Uhland | 78640 |  | 29.9637 | -97.7686 | Non-Lead - Copper | No | Between 1989 and 2014 |  | Non-Lead - Plastic | Between 1989 and 2014 |  | Non-Lead | No | No |  | Single Family Residence | No | No | No | Tier 5
13287589 | 105 | Misty Drive | Uhland | 78640 |  | 29.9639 | -97.7686 | Non-Lead - Copper | No | Between 1989 and 2014 |  | Non-Lead - Plastic | Between 1989 and 2014 |  | Non-Lead | No | No |  | Single Family Residence | No | No | No | Tier 5
12549332 | 102 | Misty Drive | Uhland | 78640 |  | 29.9638 | -97.7689 | Non-Lead - Copper | No | Between 1989 and 2014 |  | Non-Lead - Plastic | Between 1989 and 2014 |  | Non-Lead | No | No |  | Single Family Residence | No | No | No | Tier 5
12718200 | 104 | Misty Drive | Uhland | 78640 |  | 29.9642 | -97.7693 | Non-Lead - Copper | No | Between 1989 and 2014 |  | Non-Lead - Plastic | Between 1989 and 2014 |  | Non-Lead | No | No |  | Single Family Residence | No | No | No | Tier 5
12664595 | 107 | Misty Drive | Uhland | 78640 |  | 29.9642 | -97.769 | Non-Lead - Copper | No | Between 1989 and 2014 |  | Non-Lead - Plastic | Between 1989 and 2014 |  | Non-Lead | No | No |  | Single Family Residence | No | No | No | Tier 5
10124886 | 109 | Misty Drive | Uhland | 78640 |  | 29.9644 | -97.7689 | Non-Lead - Copper | No | Between 1989 and 2014 |  | Non-Lead - Plastic | Between 1989 and 2014 |  | Non-Lead | No | No |  | Single Family Residence | No | No | No | Tier 5
13408799 | 111 | Misty Drive | Uhland | 78640 |  | 29.9648 | -97.7689 | Non-Lead - Copper | No | Between 1989 and 2014 |  | Non-Lead - Plastic | Between 1989 and 2014 |  | Non-Lead | No | No |  | Single Family Residence | No | No | No | Tier 5
9397235 | 113 | Misty Drive | Uhland | 78640 |  | 29.965 | -97.769 | Non-Lead - Copper | No | Between 1989 and 2014 |  | Non-Lead - Plastic | Between 1989 and 2014 |  | Non-Lead | No | No |  | Single Family Residence | No | No | No | Tier 5
13364798 | 106 | Misty Drive | uhland | 78640 |  | 29.9648 | -97.7694 | Non-Lead - Copper | No | Between 1989 and 2014 |  | Non-Lead - Plastic | Between 1989 and 2014 |  | Non-Lead | No | No |  | Single Family Residence | No | No | No | Tier 5
12286470 | 108 | Misty Drive | Uhland | 78640 |  | 29.9654 | -97.7696 | Non-Lead - Copper | No | Between 1989 and 2014 |  | Non-Lead - Plastic | Between 1989 and 2014 |  | Non-Lead | No | No |  | Single Family Residence | No | No | No | Tier 5
12649223 | 114 | Misty Drive | Uhland | 78640 |  | 29.967 | -97.77 | Non-Lead - Copper | No | Between 1989 and 2014 |  | Non-Lead - Plastic | Between 1989 and 2014 |  | Non-Lead | No | No |  | Single Family Residence | No | No | No | Tier 5
15972474 | 115 | Misty Drive | Uhland | 78640 | 7681133 | 29.9653 | -97.769 | Non-Lead - Copper | No | Between 1989 and 2014 |  | Non-Lead - Plastic | Between 1989 and 2014 |  | Non-Lead | No | No |  | Single Family Residence | No | No | No | Tier 5
12659420 | 116 | Misty Drive | Uhland | 78640 |  | 29.9676 | -97.7702 | Non-Lead - Copper | No | Between 1989 and 2014 |  | Non-Lead - Plastic | Between 1989 and 2014 |  | Non-Lead | No | No |  | Single Family Residence | No | No | No | Tier 5
15973132 | 117 | Misty Drive | Uhland | 78640 | 7612461 | 29.9822 | -97.7691 | Non-Lead - Copper | No | Between 1989 and 2014 |  | Non-Lead - Plastic | Between 1989 and 2014 |  | Non-Lead | No | No |  | Single Family Residence | No | No | No | Tier 5
12172971 | 119 | Misty Drive | Uhland | 78640 |  | 29.9659 | -97.769 | Non-Lead - Copper | No | Between 1989 and 2014 |  | Non-Lead - Plastic | Between 1989 and 2014 |  | Non-Lead | No | No |  | Single Family Residence | No | No | No | Tier 5
3876529 | 121 | Misty Drive | Uhland | 78640 | 7882622 | 29.966 | -97.7692 | Non-Lead - Copper | No | Between 1989 and 2014 |  | Non-Lead - Plastic | Between 1989 and 2014 |  | Non-Lead | No | No |  | Single Family Residence | No | No | No | Tier 5
10969849 | 110 | Misty Drive | Uhland | 78640 |  | 29.9659 | -97.7697 | Non-Lead - Copper | No | Between 1989 and 2014 |  | Non-Lead - Plastic | Between 1989 and 2014 |  | Non-Lead | No | No |  | Single Family Residence | No | No | No | Tier 5
13266035 | 112 | Misty Drive | uhland | 78640 |  | 29.9662 | -97.7698 | Non-Lead - Copper | No | Between 1989 and 2014 |  | Non-Lead - Plastic | Between 1989 and 2014 |  | Non-Lead | No | No |  | Single Family Residence | No | No | No | Tier 5
10122229 | 123 | Misty Drive | Uhland | 78640 |  | 29.9664 | -97.7694 | Non-Lead - Copper | No | Between 1989 and 2014 |  | Non-Lead - Plastic | Between 1989 and 2014 |  | Non-Lead | No | No |  | Single Family Residence | No | No | No | Tier 5
16228345 | 125 | Misty Drive | Uhland | 78640 |  | 29.9667 | -97.7694 | Non-Lead - Copper | No | Between 1989 and 2014 |  | Non-Lead - Plastic | Between 1989 and 2014 |  | Non-Lead | No | No |  | Single Family Residence | No | No | No | Tier 5
10127767 | 127 | Misty Drive | Uhland | 78640 |  | 29.9669 | -97.7696 | Non-Lead - Copper | No | Between 1989 and 2014 |  | Non-Lead - Plastic | Between 1989 and 2014 |  | Non-Lead | No | No |  | Single Family Residence | No | No | No | Tier 5
16239788 | 129 | Misty Drive | Uhland | 78640 |  | 29.9671 | -97.7696 | Non-Lead - Copper | No | Between 1989 and 2014 |  | Non-Lead - Plastic | Between 1989 and 2014 |  | Non-Lead | No | No |  | Single Family Residence | No | No | No | Tier 5
16521899 | 131 | Misty Drive | Uhland | 78640 |  | 29.9675 | -97.7697 | Non-Lead - Copper | No | Between 1989 and 2014 |  | Non-Lead - Plastic | Between 1989 and 2014 |  | Non-Lead | No | No |  | Single Family Residence | No | No | No | Tier 5
16242802 | 133 | Misty Drive | Uhland | 78640 |  | 29.9677 | -97.7698 | Non-Lead - Copper | No | Between 1989 and 2014 |  | Non-Lead - Plastic | Between 1989 and 2014 |  | Non-Lead | No | No |  | Single Family Residence | No | No | No | Tier 5
13283816 | 2553 | Rocky Road | Uhland | 78640 |  | 29.9677 | -97.7662 | Non-Lead - Copper | No | Between 1989 and 2014 |  | Non-Lead - Plastic | Between 1989 and 2014 |  | Non-Lead | No | No |  | Single Family Residence | No | No | Yes | Tier 5
9394577 | 2515 | Rocky Road | Uhland | 78640 |  | 29.9681 | -97.7652 | Non-Lead - Copper | No | Between 1989 and 2014 |  | Non-Lead - Plastic | Between 1989 and 2014 |  | Non-Lead | No | No |  | Single Family Residence | No | No | No | Tier 5
12666657 | 2495 | Rocky Road | Uhland | 78640 |  | 29.9679 | -97.7648 | Non-Lead - Copper | No | Between 1989 and 2014 |  | Non-Lead - Plastic | After 2014 |  | Non-Lead | No | No |  | Single Family Residence | No | No | No | Tier 5
9393909 | 2475 | Rocky Road | Uhland | 78640 |  | 29.968 | -97.7645 | Non-Lead - Copper | No | Between 1989 and 2014 |  | Non-Lead - Plastic | Between 1989 and 2014 |  | Non-Lead | No | No |  | Single Family Residence | No | No | No | Tier 5
9390512 | 2455 | Rocky Road | Uhland | 78640 |  | 29.968 | -97.764 | Non-Lead - Copper | No | Between 1989 and 2014 |  | Non-Lead - Plastic | After 2014 |  | Non-Lead | No | No |  | Single Family Residence | No | No | No | Tier 5
691772 | 2445 | Rocky Road | Uhland | 78640 |  | 29.9676 | -97.7654 | Non-Lead - Copper | No | Between 1989 and 2014 |  | Non-Lead - Plastic | After 2014 |  | Non-Lead | No | No |  | Single Family Residence | No | No | No | Tier 5
9403619 | 2375 | Rocky Road | Uhland | 78640 |  | 29.9681 | -97.7635 | Non-Lead - Copper | No | Between 1989 and 2014 |  | Non-Lead - Plastic | Between 1989 and 2014 |  | Non-Lead | No | No |  | Single Family Residence | No | No | No | Tier 5
10720648 | 2320 | Rocky Road | Uhland | 78640 |  | 29.9711 | -97.7624 | Non-Lead - Copper | No | Between 1989 and 2014 |  | Non-Lead - Plastic | Before 1989 |  | Non-Lead | No | No |  | Single Family Residence | No | No | Yes | Tier 5
12756668 | 2318 | Rocky Road | Uhland | 78640 |  | 29.9689 | -97.761 | Non-Lead - Copper | No | Between 1989 and 2014 |  | Non-Lead - Plastic | Before 1989 |  | Non-Lead | No | No |  | Single Family Residence | No | No | No | Tier 5
9389830 | 2269 | Rocky Road | Uhland | 78640 |  | 29.9683 | -97.763 | Non-Lead - Copper | No | Between 1989 and 2014 |  | Non-Lead - Plastic | Between 1989 and 2014 |  | Non-Lead | No | No |  | Single Family Residence | No | No | No | Tier 5
16176490 | 2235 | Rocky Road | Uhland | 78640 |  | 29.9674 | -97.7635 | Non-Lead - Copper | No | Between 1989 and 2014 |  | Non-Lead - Plastic | After 2014 |  | Non-Lead | No | No |  | Single Family Residence | No | No | No | Tier 5
12555865 | 2322 | Rocky Road | Uhland | 78640 |  | 29.9698 | -97.7618 | Non-Lead - Copper | No | Between 1989 and 2014 |  | Non-Lead - Plastic | Between 1989 and 2014 |  | Non-Lead | No | No |  | Single Family Residence | No | No | No | Tier 5
12672388 | 2205 | Rocky Road | Uhland | 78640 |  | 29.9664 | -97.7623 | Non-Lead - Copper | No | Between 1989 and 2014 |  | Non-Lead - Plastic | Between 1989 and 2014 |  | Non-Lead | No | No |  | Single Family Residence | No | No | No | Tier 5
12405709 | 2205- 2nd Home | Rocky Rd | Uhland | 78640 |  | 29.9664 | -97.7623 | Non-Lead - Copper | No | Between 1989 and 2014 |  | Non-Lead - Plastic | Before 1989 |  | Non-Lead | No | No |  | Single Family Residence | No | No | No | Tier 5
12655517 | 2217 | Rocky Road | Uhland | 78640 |  | 29.9668 | -97.7632 | Non-Lead - Copper | No | Between 1989 and 2014 |  | Non-Lead - Plastic | Between 1989 and 2014 |  | Non-Lead | No | No |  | Single Family Residence | No | No | No | Tier 5
15604105 | 2216 | Rocky Road | Uhland | 78640 | 11611894 | 29.9676 | -97.7616 | Non-Lead - Copper | No | Between 1989 and 2014 |  | Non-Lead - Plastic | Between 1989 and 2014 |  | Non-Lead | No | No |  | Single Family Residence | No | No | No | Tier 5
13266258 | 2059 | Rocky Road | Uhland | 78640 |  | 29.965 | -97.7622 | Non-Lead - Copper | No | Between 1989 and 2014 |  | Non-Lead - Copper | Between 1989 and 2014 |  | Non-Lead | No | Don't Know |  | Single Family Residence | No | No | No | Tier 5
15787339 | 2049 | Rocky Road | Uhland | 78640 |  | 29.9648 | -97.7618 | Non-Lead - Copper | No | Between 1989 and 2014 |  | Non-Lead - Plastic | Between 1989 and 2014 |  | Non-Lead | No | No |  | Single Family Residence | No | No | No | Tier 5
12572362 | 1993 | Rocky Road | Uhland | 78640 |  | 29.9641 | -97.7617 | Non-Lead - Copper | No | Between 1989 and 2014 |  | Non-Lead - Plastic | Between 1989 and 2014 |  | Non-Lead | No | No |  | Single Family Residence | No | No | No | Tier 5
9393949 | 1971 | Rocky Road | Uhland | 78640 |  | 29.9636 | -97.7624 | Non-Lead - Copper | No | Between 1989 and 2014 |  | Non-Lead - Plastic | Between 1989 and 2014 |  | Non-Lead | No | No |  | Single Family Residence | No | No | No | Tier 5
705862 | 1913- 2nd Home | Rocky Road | Uhland | 78640 |  | 29.9629 | -97.763 | Non-Lead - Copper | No | Between 1989 and 2014 |  | Non-Lead - Plastic | After 2014 |  | Non-Lead | No | No |  | Single Family Residence | No | No | No | Tier 5
12546253 | 1909 | Rocky Road | Uhland | 78640 |  | 29.9631 | -97.7618 | Non-Lead - Copper | No | Between 1989 and 2014 |  | Non-Lead - Plastic | Between 1989 and 2014 |  | Non-Lead | No | No |  | Single Family Residence | No | No | No | Tier 5
12167271 | 1901 | Rocky Road | Uhland | 78640 |  | 29.9624 | -97.7623 | Non-Lead - Copper | No | Between 1989 and 2014 |  | Non-Lead - Plastic | Between 1989 and 2014 |  | Non-Lead | No | No |  | Single Family Residence | No | No | No | Tier 5
16182203 | 1862 | Rocky Road | Uhland | 78640 |  | 29.9621 | -97.7598 | Non-Lead - Copper | No | Between 1989 and 2014 |  | Non-Lead - Plastic | Between 1989 and 2014 |  | Non-Lead | No | No |  | Single Family Residence | No | No | No | Tier 5
13325226 | 1825 | Rocky Road | Uhland | 78640 |  | 29.9614 | -97.7619 | Non-Lead - Copper | No | Between 1989 and 2014 |  | Non-Lead - Plastic | Between 1989 and 2014 |  | Non-Lead | No | No |  | Single Family Residence | No | No | No | Tier 5
13325687 | 1798 | Rocky Road | Uhland | 78640 |  | 29.9618 | -97.7588 | Non-Lead - Copper | No | Between 1989 and 2014 |  | Non-Lead - Plastic | Between 1989 and 2014 |  | Non-Lead | No | No |  | Single Family Residence | No | No | No | Tier 5
769712 | 1796 | Rocky Road | Uhland | 78640 |  | 29.9612 | -97.7586 | Non-Lead - Copper | No | Between 1989 and 2014 |  | Non-Lead - Plastic | Between 1989 and 2014 |  | Non-Lead | No | No |  | Single Family Residence | No | No | No | Tier 5
16231793 | 1779 | Rocky Road | Uhland | 78640 |  | 29.961 | -97.7609 | Non-Lead - Copper | No | Between 1989 and 2014 |  | Non-Lead - Plastic | Between 1989 and 2014 |  | Non-Lead | No | No |  | Single Family Residence | No | No | No | Tier 5
13376737 | 1779 | Rocky Road | Uhland | 78640 |  | 29.961 | -97.7609 | Non-Lead - Copper | No | Between 1989 and 2014 |  | Non-Lead - Plastic | Between 1989 and 2014 |  | Non-Lead | No | No |  | Single Family Residence | No | No | No | Tier 5
13412023 | 1755 | Rocky Road | Uhland | 78640 |  | 29.9606 | -97.7609 | Non-Lead - Copper | No | Between 1989 and 2014 |  | Non-Lead - Plastic | Between 1989 and 2014 |  | Non-Lead | No | No |  | Single Family Residence | No | No | No | Tier 5
13382485 | 1726 | Rocky Road | Uhland | 78640 |  | 29.9605 | -97.7594 | Non-Lead - Copper | No | Between 1989 and 2014 |  | Non-Lead - Plastic | Between 1989 and 2014 |  | Non-Lead | No | No |  | Single Family Residence | No | No | No | Tier 5
9392806 | 1725 | Rocky Road | Uhland | 78640 |  | 29.9601 | -97.7609 | Non-Lead - Copper | No | Between 1989 and 2014 |  | Non-Lead - Plastic | Between 1989 and 2014 |  | Non-Lead | No | No |  | Single Family Residence | No | No | No | Tier 5
15787361 | 1695 | Rocky Road | Uhland | 78640 |  | 29.9595 | -97.7614 | Non-Lead - Copper | No | Between 1989 and 2014 |  | Non-Lead - Plastic | Before 1989 |  | Non-Lead | No | No |  | Single Family Residence | No | No | No | Tier 5
12412765 | 1660 | Rocky Road | Uhland | 78640 |  | 29.9598 | -97.7596 | Non-Lead - Copper | No | Between 1989 and 2014 |  | Non-Lead - Plastic | After 2014 |  | Non-Lead | No | No |  | Single Family Residence | No | No | No | Tier 5
3792275 | 1601 | Rocky Road | Uhland | 78640 | 7686821 | 29.9587 | -97.7587 | Non-Lead - Copper | No | Between 1989 and 2014 |  | Non-Lead - Plastic | Between 1989 and 2014 |  | Non-Lead | No | No |  | Single Family Residence | No | No | No | Tier 5
12816681 | 1550 | Rocky Road | Uhland | 78640 |  | 29.9599 | -97.7589 | Non-Lead - Copper | No | Between 1989 and 2014 |  | Non-Lead - Plastic | Between 1989 and 2014 |  | Non-Lead | No | No |  | Single Family Residence | No | No | No | Tier 5
12664604 | 1500 | Rocky Road | Uhland | 78640 |  | 29.9599 | -97.7585 | Non-Lead - Copper | No | Between 1989 and 2014 |  | Non-Lead - Plastic | Between 1989 and 2014 |  | Non-Lead | No | No |  | Single Family Residence | No | No | No | Tier 5
704609 | 1450 | Rocky Road | Uhland | 78640 |  | 29.9604 | -97.7566 | Non-Lead - Copper | No | Between 1989 and 2014 |  | Non-Lead - Plastic | Between 1989 and 2014 |  | Non-Lead | No | No |  | Single Family Residence | No | No | No | Tier 5
12254859 | 1420 | Rocky Road | Uhland | 78640 |  | 29.9605 | -97.7559 | Non-Lead - Copper | No | Between 1989 and 2014 |  | Non-Lead - Plastic | Between 1989 and 2014 |  | Non-Lead | No | No |  | Single Family Residence | No | No | No | Tier 5
16227813 | 1380 | Rocky Road | Uhland | 78640 |  | 29.9608 | -97.7557 | Non-Lead - Copper | No | Between 1989 and 2014 |  | Non-Lead - Plastic | Between 1989 and 2014 |  | Non-Lead | No | No |  | Single Family Residence | No | No | No | Tier 5
16233276 | 1350 | Rocky Road | Uhland | 78640 |  | 29.9609 | -97.755 | Non-Lead - Copper | No | Between 1989 and 2014 |  | Non-Lead - Plastic | Between 1989 and 2014 |  | Non-Lead | No | No |  | Single Family Residence | No | No | No | Tier 5
3962878 | 1320 | Rocky Road | Uhland | 78640 | 7895033 | 29.9612 | -97.7549 | Non-Lead - Copper | No | Between 1989 and 2014 |  | Non-Lead - Plastic | Between 1989 and 2014 |  | Non-Lead | No | No |  | Single Family Residence | No | No | No | Tier 5
12756029 | 1302 | Rocky Road | Uhland | 78640 |  | 29.9618 | -97.7556 | Non-Lead - Copper | No | Between 1989 and 2014 |  | Non-Lead - Plastic | Between 1989 and 2014 |  | Non-Lead | No | No |  | Single Family Residence | No | No | No | Tier 5
10717913 | 1270 | Rocky Road | Uhland | 78640 |  | 29.9614 | -97.754 | Non-Lead - Copper | No | Between 1989 and 2014 |  | Non-Lead - Plastic | After 2014 |  | Non-Lead | No | No |  | Single Family Residence | No | No | No | Tier 5
9202587 | 1268 - 2nd Home | Rocky Road | Uhland | 78640 |  | 29.9611 | -97.7536 | Non-Lead - Copper | No | Between 1989 and 2014 |  | Non-Lead - Plastic | After 2014 |  | Non-Lead | No | No |  | Single Family Residence | No | No | No | Tier 5
12579827 | 1236 | Rocky Road | Uhland | 78640 |  | 29.9613 | -97.7534 | Non-Lead - Copper | No | Between 1989 and 2014 |  | Non-Lead - Plastic | After 2014 |  | Non-Lead | No | No |  | Single Family Residence | No | No | No | Tier 5
9624668 | 1212 | Rocky Road | Uhland | 78640 |  | 29.9637 | -97.751 | Non-Lead - Copper | No | Between 1989 and 2014 |  | Non-Lead - Plastic | After 2014 |  | Non-Lead | No | No |  | Single Family Residence | No | No | No | Tier 5
817682 | 1200 | Rocky Road | Uhland | 78640 |  | 29.9618 | -97.7519 | Non-Lead - Copper | No | Between 1989 and 2014 |  | Non-Lead - Plastic | After 2014 |  | Non-Lead | No | No |  | Single Family Residence | No | No | No | Tier 5
818588 | 1156 | Rocky Road | Uhland | 78640 |  | 29.9612 | -97.752 | Non-Lead - Copper | No | Between 1989 and 2014 |  | Non-Lead - Plastic | Between 1989 and 2014 |  | Non-Lead | No | No |  | Single Family Residence | No | No | No | Tier 5
691784 | 86 | Alaska Road | Uhland | 78640 |  | 29.9656 | -97.7633 | Non-Lead - Copper | No | Between 1989 and 2014 |  | Non-Lead - Plastic | Between 1989 and 2014 |  | Non-Lead | No | No |  | Single Family Residence | No | No | No | Tier 5
12667770 | 188 | Alaska Road | Uhland | 78640 |  | 29.9652 | -97.7648 | Non-Lead - Copper | No | Between 1989 and 2014 |  | Non-Lead - Plastic | Between 1989 and 2014 |  | Non-Lead | No | No |  | Single Family Residence | No | No | No | Tier 5
10760611 | 31 | Alaska Road | Uhland | 78640 |  | 29.9654 | -97.7623 | Non-Lead - Copper | No | Between 1989 and 2014 |  | Non-Lead - Plastic | Between 1989 and 2014 |  | Non-Lead | No | No |  | Single Family Residence | No | No | No | Tier 5
10579672 | 36 | Alaska Road | Uhland | 78640 |  | 29.9658 | -97.7624 | Non-Lead - Copper | No | Between 1989 and 2014 |  | Non-Lead - Plastic | Between 1989 and 2014 |  | Non-Lead | No | No |  | Single Family Residence | No | No | No | Tier 5
4621193 | 228 | Alaska Road | Uhland | 78640 |  | 29.9649 | -97.7663 | Non-Lead - Copper | No | Between 1989 and 2014 |  | Non-Lead - Plastic | Between 1989 and 2014 |  | Non-Lead | No | No |  | Single Family Residence | No | No | No | Tier 5
10703882 | 284 | Alaska Road | Uhland | 78640 |  | 29.9648 | -97.7501 | Non-Lead - Copper | No | Between 1989 and 2014 |  | Non-Lead - Plastic | After 2014 |  | Non-Lead | No | No |  | Single Family Residence | No | No | No | Tier 5
12564149 | 105 | Vasquez Lane | Uhland | 78640 |  | 29.964 | -97.762 | Non-Lead - Copper | No | Between 1989 and 2014 |  | Non-Lead - Plastic | Between 1989 and 2014 |  | Non-Lead | No | No |  | Single Family Residence | No | No | No | Tier 5
3962601 | 25 | Brandon Lane | Uhland | 78640 | 5094663 | 29.9605 | -97.7573 | Non-Lead - Copper | No | Between 1989 and 2014 |  | Non-Lead - Plastic | Between 1989 and 2014 |  | Non-Lead | No | No |  | Single Family Residence | No | No | No | Tier 5
16386329 | 109 | Brandon Lane | Uhland | 78640 |  | 29.9618 | -97.7579 | Non-Lead - Copper | No | Between 1989 and 2014 |  | Non-Lead - Plastic | Between 1989 and 2014 |  | Non-Lead | No | No |  | Single Family Residence | No | No | No | Tier 5
10324832 | 110 | Brandon Lane | Uhland | 78640 |  | 29.9619 | -97.7567 | Non-Lead - Copper | No | Between 1989 and 2014 |  | Non-Lead - Plastic | Between 1989 and 2014 |  | Non-Lead | No | No |  | Single Family Residence | No | No | No | Tier 5
12830720 | 102 | Friar Court | Uhland | 78640 |  | 29.9591 | -97.7606 | Non-Lead - Copper | No | Between 1989 and 2014 |  | Non-Lead - Plastic | Between 1989 and 2014 |  | Non-Lead | No | No |  | Single Family Residence | No | No | No | Tier 5
732940 | 110 | Friar Court | Uhland | 78640 |  | 29.9589 | -97.7613 | Non-Lead - Copper | No | Between 1989 and 2014 |  | Non-Lead - Plastic | Between 1989 and 2014 |  | Non-Lead | No | No |  | Single Family Residence | No | No | No | Tier 5
9628896 | 118 | Friar Court | Uhland | 78640 |  | 29.959 | -97.762 | Non-Lead - Copper | No | Between 1989 and 2014 |  | Non-Lead - Plastic | Between 1989 and 2014 |  | Non-Lead | No | No |  | Single Family Residence | No | No | No | Tier 5
12902833 | 142 | Friar Court | Uhland | 78640 |  | 29.9592 | -97.7625 | Non-Lead - Copper | No | Between 1989 and 2014 |  | Non-Lead - Plastic | Between 1989 and 2014 |  | Non-Lead | No | No |  | Single Family Residence | No | No | No | Tier 5
13315889 | 184 | Friar Court | Uhland | 78640 |  | 29.9594 | -97.7631 | Non-Lead - Copper | No | Between 1989 and 2014 |  | Non-Lead - Plastic | Between 1989 and 2014 |  | Non-Lead | No | No |  | Single Family Residence | No | No | No | Tier 5
13325715 | 186 | Friar Court | Uhland | 78640 |  | 29.9597 | -97.7632 | Non-Lead - Copper | No | Between 1989 and 2014 |  | Non-Lead - Plastic | Between 1989 and 2014 |  | Non-Lead | No | No |  | Single Family Residence | No | No | No | Tier 5
10665025 | 210 | Friar Court | uhland | 78640 |  | 29.9589 | -97.7635 | Non-Lead - Copper | No | Between 1989 and 2014 |  | Non-Lead - Plastic | Between 1989 and 2014 |  | Non-Lead | No | No |  | Single Family Residence | No | No | No | Tier 5
12255360 | 252 | Friar Court | Uhland | 78640 |  | 29.9591 | -97.7643 | Non-Lead - Copper | No | Between 1989 and 2014 |  | Non-Lead - Plastic | Between 1989 and 2014 |  | Non-Lead | No | No |  | Single Family Residence | No | No | No | Tier 5
10123855 | 286 | Friar Court | uhland | 78640 |  | 29.9585 | -97.7651 | Non-Lead - Copper | No | Between 1989 and 2014 |  | Non-Lead - Plastic | Between 1989 and 2014 |  | Non-Lead | No | No |  | Single Family Residence | No | No | No | Tier 5
12264235 | 310 | Friar Court | Uhland | 78640 |  | 29.9567 | -97.7682 | Non-Lead - Copper | No | Between 1989 and 2014 |  | Non-Lead - Plastic | Between 1989 and 2014 |  | Non-Lead | No | No |  | Single Family Residence | No | No | No | Tier 5
9387074 | 84 | Mission Lane | Uhland | 78640 |  | 29.9582 | -97.7601 | Non-Lead - Copper | No | Between 1989 and 2014 |  | Non-Lead - Copper | Between 1989 and 2014 |  | Non-Lead | No | No |  | Single Family Residence | No | No | Yes | Tier 5
16524214 | 296 | Mission Lane | Uhland | 78640 |  | 29.9515 | -97.7598 | Non-Lead - Copper | No | Between 1989 and 2014 |  | Non-Lead - Plastic | Between 1989 and 2014 |  | Non-Lead | No | No |  | Single Family Residence | No | No | No | Tier 5
12079682 | 10383 | Camino Real | Uhland | 78640 |  | 29.968 | -97.7766 | Non-Lead - Copper | No | Between 1989 and 2014 |  | Non-Lead - Copper | Between 1989 and 2014 |  | Non-Lead | No | Don't Know |  | Single Family Residence | No | No | Yes | Tier 5
12189486 | 10475 - Data | Camino Real | Uhland | 78640 | HCISD Data Center | 29.9692 | -97.7743 | Non-Lead - Plastic | No | After 2014 |  | Non-Lead - Copper | After 2014 |  | Non-Lead | No | Don't Know |  | Building | No | No | No | Tier 5
10468862 | 10515 | Camino Real | Uhland | 78640 | Mobile Home | 29.9702 | -97.7735 | Non-Lead - Plastic | No | After 2014 |  | Non-Lead - Plastic | After 2014 |  | Non-Lead | No | No |  | Single Family Residence | No | No | No | Tier 5
10241455 | 10515 | Camino Real | Uhland | 78640 | Back Home | 29.9706 | -97.774 | Non-Lead - Plastic | No | After 2014 |  | Non-Lead - Plastic | After 2014 |  | Non-Lead | No | No |  | Single Family Residence | No | No | No | Tier 5
1416208 | 10515 | Camino Real | Uhland | 78640 | 7630704. Front Home | 29.9701 | -97.7738 | Non-Lead - Copper | No | Between 1989 and 2014 |  | Non-Lead - Plastic | Between 1989 and 2014 |  | Non-Lead | No | No |  | Single Family Residence | No | No | No | Tier 5
12345304 | 10515- Unit D | Camino Real | Uhland | 78640 |  | 29.9701 | -97.7744 | Non-Lead - Plastic | No | After 2014 |  | Non-Lead - Plastic | After 2014 |  | Non-Lead | No | No |  | Single Family Residence | No | No | No | Tier 5
12669487 | 10555 | Camino Real | Uhland | 78640 |  | 29.9706 | -97.7729 | Non-Lead - Copper | No | Before 1989 |  | Non-Lead - Copper | Before 1989 |  | Non-Lead | No | Don't Know |  | Single Family Residence | No | No | No | Tier 5
5754775 | Rocky | Road | Uhland | 78640 |  | 29.9683 | -97.7678 | Non-Lead - Copper | No | Between 1989 and 2014 |  | Non-Lead - Plastic | Between 1989 and 2014 |  | Non-Lead | No | No |  | Single Family Residence | No | No | No | Tier 5
1421913 | 135 | N. Camino Real | Uhland | 78640 | 13417655, 16709731 | 29.9708 | -97.7703 | Non-Lead - Copper | No | Between 1989 and 2014 |  | Non-Lead - Plastic | Between 1989 and 2014 |  | Non-Lead | No | No |  | Single Family Residence | No | No | No | Tier 5
10744176 | 10669 | Camino Real | Uhland | 78640 |  | 29.9728 | -97.7714 | Non-Lead - Copper | No | Between 1989 and 2014 |  | Non-Lead - Plastic | Between 1989 and 2014 |  | Non-Lead | No | No |  | Single Family Residence | No | No | No | Tier 5
12547994 | 10677 | Camino Real | Uhland | 78640 |  | 29.9739 | -97.7715 | Non-Lead - Copper | No | Between 1989 and 2014 |  | Non-Lead - Plastic | Between 1989 and 2014 |  | Non-Lead | No | No |  | Single Family Residence | No | No | No | Tier 5
9243252 | 10745 | Camino Real | Uhland | 78640 |  | 29.9743 | -97.7708 | Non-Lead - Copper | No | Between 1989 and 2014 |  | Non-Lead - Plastic | Between 1989 and 2014 |  | Non-Lead | No | No |  | Single Family Residence | No | No | No | Tier 5
13418854 | 10740 | Camino Real | Uhland | 78640 |  | 29.976 | -97.783 | Non-Lead - Copper | No | Before 1989 |  | Non-Lead - Plastic | Before 1989 |  | Non-Lead | No | No |  | Single Family Residence | No | No | No | Tier 5
3808609 | 10749 | Camino Real | Uhland | 78640 | 11773042 | 29.9756 | -97.7709 | Non-Lead - Copper | No | Between 1989 and 2014 |  | Non-Lead - Plastic | Between 1989 and 2014 |  | Non-Lead | No | No |  | Single Family Residence | No | No | No | Tier 5
808461 | 10821 | Camino Real | Uhland | 78640 |  | 29.9757 | -97.7697 | Non-Lead - Copper | No | Between 1989 and 2014 |  | Non-Lead - Plastic | Between 1989 and 2014 |  | Non-Lead | No | No |  | Single Family Residence | No | No | No | Tier 5
761970 | 10827 | Camino Real | Uhland | 78640 |  | 29.9764 | -97.7695 | Non-Lead - Copper | No | Between 1989 and 2014 |  | Non-Lead - Plastic | Between 1989 and 2014 |  | Non-Lead | No | No |  | Single Family Residence | No | No | No | Tier 5
9184910 | 10933 | Camino Real A | Uhland | 78640 |  | 29.9774 | -97.7703 | Non-Lead - Copper | No | Between 1989 and 2014 |  | Non-Lead - Plastic | Between 1989 and 2014 |  | Non-Lead | No | No |  | Single Family Residence | No | No | No | Tier 5
9395848 | 10933 | Camino Real B | Uhland | 78640 |  | 29.9786 | -97.7704 | Non-Lead - Copper | No | Between 1989 and 2014 |  | Non-Lead - Plastic | Between 1989 and 2014 |  | Non-Lead | No | No |  | Single Family Residence | No | No | No | Tier 5
16351300 | 11225 | Camino Real | Uhland | 78640 |  | 29.986 | -97.7647 | Non-Lead - Copper | No | Between 1989 and 2014 |  | Non-Lead - Plastic | Between 1989 and 2014 |  | Non-Lead | No | No |  | Single Family Residence | No | No | No | Tier 5
13421015 | 11215 | Camino Real | Uhland | 78640 |  | 29.9856 | -97.7652 | Non-Lead - Copper | No | Before 1989 |  | Non-Lead - Copper | Before 1989 |  | Non-Lead | No | Don't Know |  | Single Family Residence | No | No | Yes | Tier 5
13328841 | 11245 | Camino Real | Kyle | 78640 |  | 29.9834 | -97.7628 | Non-Lead - Copper | No | Between 1989 and 2014 |  | Non-Lead - Plastic | Between 1989 and 2014 |  | Non-Lead | No | No |  | Single Family Residence | No | No | No | Tier 5
12243664 | 11201 | Camino Real | Niederwald | 78640 |  | 29.9858 | -97.7662 | Non-Lead - Copper | No | Before 1989 |  | Non-Lead - Plastic | Before 1989 |  | Non-Lead | No | No |  | Single Family Residence | No | No | No | Tier 5
1417451 | 11201 | Camino Real | Kyle | 78640 | 13296598 | 29.9858 | -97.7662 | Non-Lead - Copper | No | Before 1989 |  | Non-Lead - Copper | Before 1989 |  | Non-Lead | No | Don't Know |  | Single Family Residence | No | No | No | Tier 5
12642671 | 11251 | Camino Real | Uhland | 78640 |  | 29.9853 | -97.7622 | Non-Lead - Copper | No | Between 1989 and 2014 |  | Non-Lead - Plastic | Between 1989 and 2014 |  | Non-Lead | No | No |  | Single Family Residence | No | No | No | Tier 5
3883221 | 11249 | Camino Real | Kyle | 78640 | 12740216 | 29.984 | -97.7627 | Non-Lead - Copper | No | Between 1989 and 2014 |  | Non-Lead - Plastic | Between 1989 and 2014 |  | Non-Lead | No | No |  | Single Family Residence | No | No | No | Tier 5
12564677 | 11301 | Camino Real | Kyle | 78640 |  | 29.9856 | -97.7619 | Non-Lead - Copper | No | Between 1989 and 2014 |  | Non-Lead - Plastic | Between 1989 and 2014 |  | Non-Lead | No | No |  | Single Family Residence | No | No | No | Tier 5
16208019 | 11311 | Camino Real | Uhland | 78640 |  | 29.9851 | -97.764 | Non-Lead - Copper | No | Between 1989 and 2014 |  | Non-Lead - Plastic | Between 1989 and 2014 |  | Non-Lead | No | No |  | Single Family Residence | No | No | No | Tier 5
13438339 | 11311-A | Camino Real | Uhland | 78640 |  | 29.9847 | -97.7643 | Non-Lead - Copper | No | After 2014 |  | Non-Lead - Plastic | After 2014 |  | Non-Lead | No | No |  | Single Family Residence | No | No | No | Tier 5
16199982 | 11321 | Camino Real | Kyle | 78640 |  | 29.9846 | -97.7637 | Non-Lead - Copper | No | Between 1989 and 2014 |  | Non-Lead - Plastic | Between 1989 and 2014 |  | Non-Lead | No | No |  | Single Family Residence | No | No | No | Tier 5
1407538 | 11331 | Camino Real A | Uhland | 78640 | 10122603 | 29.9889 | -97.7607 | Non-Lead - Copper | No | Between 1989 and 2014 |  | Non-Lead - Plastic | Between 1989 and 2014 |  | Non-Lead | No | No |  | Single Family Residence | No | No | No | Tier 5
10125853 | 11331 | Camino Real B | Uhland | 78640 |  | 29.9889 | -97.7607 | Non-Lead - Copper | No | Between 1989 and 2014 |  | Non-Lead - Plastic | Between 1989 and 2014 |  | Non-Lead | No | No |  | Single Family Residence | No | No | No | Tier 5
15789295 | 11351 | Camino Real | Kyle | 78640 |  | 29.9867 | -97.7605 | Non-Lead - Copper | No | Between 1989 and 2014 |  | Non-Lead - Plastic | Between 1989 and 2014 |  | Non-Lead | No | No |  | Single Family Residence | No | No | No | Tier 5
839882 | 12201 | Camino Real | Kyle | 78640 |  | 29.9871 | -97.7601 | Non-Lead - Copper | No | Before 1989 |  | Galvanized | Before 1989 |  | Non-lead | No | Don't Know |  | Single Family Residence | No | No | No | Tier 5
15687847 | 12203 | Camino Real | Kyle | 78640 | 804772 | 29.9869 | -97.7598 | Non-Lead - Copper | No | Before 1989 |  | Non-Lead - Copper | Before 1989 |  | Non-Lead | No | Don't Know |  | Single Family Residence | No | No | No | Tier 5
10457951 | 12205 | Camino Real | Kyle | 78640 |  | 29.9871 | -97.76 | Non-Lead - Copper | No | After 2014 |  | Non-Lead - Plastic | After 2014 |  | Non-Lead | No | No |  | Single Family Residence | No | No | No | Tier 5
15637186 | 12251 | Camino Real | Kyle | 78640 | 4744476 | 29.988 | -97.7595 | Non-Lead - Copper | No | Between 1989 and 2014 |  | Non-Lead - Plastic | Between 1989 and 2014 |  | Non-Lead | No | No |  | Single Family Residence | No | No | No | Tier 5
12756922 | 12253 | Camino Real | Uhland | 78640 | 5264726 | 29.9881 | -97.759 | Non-Lead - Copper | No | Between 1989 and 2014 |  | Non-Lead - Plastic | Between 1989 and 2014 |  | Non-Lead | No | No |  | Single Family Residence | No | No | No | Tier 5
4485402 | 12300 | Camino Real Farm | Uhland | 78640 | Meter Removed | 29.9896 | -97.7552 | Non-Lead - Copper | No | Before 1989 | NO METER | Non-Lead - Copper | Before 1989 |  | Non-Lead | No | Don't Know |  | Single Family Residence | No | No | No | Tier 5
15591696 | 12300 | Camino Real House | Uhland | 78640 | 12131251 | 29.9896 | -97.7552 | Non-Lead - Copper | No | Before 1989 |  | Non-Lead - Plastic | Before 1989 |  | Non-Lead | No | No |  | Single Family Residence | No | No | No | Tier 5
15571646 | 12350 | Camino Real | Uhland | 78640 | 4485739 | 29.9896 | -97.7546 | Non-Lead - Copper | No | Between 1989 and 2014 |  | Non-Lead - Plastic | Between 1989 and 2014 |  | Non-Lead | No | No |  | Single Family Residence | No | No | No | Tier 5
10125218 | 12345 | Camino Real | Uhland | 78640 |  | 29.9902 | -97.7566 | Non-Lead - Copper | No | Between 1989 and 2014 |  | Non-Lead - Plastic | Between 1989 and 2014 |  | Non-Lead | No | No |  | Single Family Residence | No | No | No | Tier 5
1429439 | 12397 lot 2 | Camino Real | Uhland | 78640 | 5808351 | 29.9919 | -97.7543 | Non-Lead - Copper | No | Between 1989 and 2014 |  | Non-Lead - Plastic | Between 1989 and 2014 |  | Non-Lead | No | No |  | Single Family Residence | No | No | No | Tier 5
9761586 | 12500 | Camino Real | Kyle | 78640 | 5201340 | 29.9903 | -97.7532 | Non-Lead - Copper | No | Between 1989 and 2014 |  | Non-Lead - Plastic | Between 1989 and 2014 |  | Non-Lead | No | No |  | Single Family Residence | No | No | No | Tier 5
9748094 | 12500 | Camino Real B | Kyle | 78640 | 7681432 | 29.9903 | -97.7532 | Non-Lead - Copper | No | After 2014 |  | Non-Lead - Plastic | After 2014 |  | Non-Lead | No | No |  | Single Family Residence | No | No | No | Tier 5
16586155 | 12550 | Camino Real | Kyle | 78640 |  | 29.9934 | -97.7502 | Non-Lead - Copper | No | Before 1989 |  | Non-Lead - Plastic | Before 1989 |  | Non-Lead | No | No |  | Single Family Residence | No | No | No | Tier 5
10262866 | 32 | Flint Road | Uhland | 78640 |  | 29.9631 | -97.7845 | Non-Lead - Copper | No | Between 1989 and 2014 |  | Non-Lead - Plastic | Between 1989 and 2014 |  | Non-Lead | No | No |  | Single Family Residence | No | No | No | Tier 5
813553 | 33 | Flint Road | Uhland | 78640 |  | 29.9627 | -97.7843 | Non-Lead - Copper | No | Between 1989 and 2014 |  | Non-Lead - Plastic | Between 1989 and 2014 |  | Non-Lead | No | No |  | Single Family Residence | No | No | No | Tier 5
10325271 | 34 | Flint Road | Uhland | 78640 |  | 29.9633 | -97.7842 | Non-Lead - Copper | No | Between 1989 and 2014 |  | Non-Lead - Plastic | Between 1989 and 2014 |  | Non-Lead | No | No |  | Single Family Residence | No | No | No | Tier 5
9467316 | 35 | Flint Road | Uhland | 78640 |  | 29.9622 | -97.7838 | Non-Lead - Copper | No | Between 1989 and 2014 |  | Non-Lead - Plastic | Between 1989 and 2014 |  | Non-Lead | No | No |  | Single Family Residence | No | No | No | Tier 5
15511661 | 36 | Flint Road | Uhland | 78640 |  | 29.9636 | -97.784 | Non-Lead - Copper | No | Between 1989 and 2014 |  | Non-Lead - Plastic | Between 1989 and 2014 |  | Non-Lead | No | No |  | Single Family Residence | No | No | No | Tier 5
12237268 | 37 | Flint Road | Uhland | 78640 |  | 29.963 | -97.7836 | Non-Lead - Copper | No | Between 1989 and 2014 |  | Non-Lead - Plastic | Between 1989 and 2014 |  | Non-Lead | No | No |  | Single Family Residence | No | No | No | Tier 5
13414445 | 38 | Flint Road | Uhland | 78640 |  | 29.9638 | -97.7836 | Non-Lead - Copper | No | Between 1989 and 2014 |  | Non-Lead - Plastic | Between 1989 and 2014 |  | Non-Lead | No | No |  | Single Family Residence | No | No | No | Tier 5
15506903 | 39 | Flint Road | Uhland | 78640 |  | 29.9629 | -97.7832 | Non-Lead - Copper | No | Between 1989 and 2014 |  | Non-Lead - Plastic | Between 1989 and 2014 |  | Non-Lead | No | No |  | Single Family Residence | No | No | No | Tier 5
3891284 | 40 | Flint Road | Uhland | 78640 | 16206117 | 29.9642 | -97.7835 | Non-Lead - Copper | No | Between 1989 and 2014 |  | Non-Lead - Plastic | Between 1989 and 2014 |  | Non-Lead | No | No |  | Single Family Residence | No | No | No | Tier 5
15630564 | 41 | Flint Road | Uhland | 78640 | 7681073 | 29.9632 | -97.7829 | Non-Lead - Copper | No | Between 1989 and 2014 |  | Non-Lead - Plastic | Between 1989 and 2014 |  | Non-Lead | No | No |  | Single Family Residence | No | No | No | Tier 5
12659160 | 42 | Flint Road | Uhland | 78640 |  | 29.9645 | -97.7832 | Non-Lead - Copper | No | Between 1989 and 2014 |  | Non-Lead - Plastic | Between 1989 and 2014 |  | Non-Lead | No | No |  | Single Family Residence | No | No | No | Tier 5
15900569 | 43 | Flint Road | Uhland | 78640 |  | 29.9635 | -97.7829 | Non-Lead - Copper | No | Between 1989 and 2014 |  | Non-Lead - Plastic | Between 1989 and 2014 |  | Non-Lead | No | No |  | Single Family Residence | No | No | No | Tier 5
13399663 | 44 | Flint Road | Uhland | 78640 |  | 29.9645 | -97.7828 | Non-Lead - Copper | No | Between 1989 and 2014 |  | Non-Lead - Plastic | Between 1989 and 2014 |  | Non-Lead | No | No |  | Single Family Residence | No | No | No | Tier 5
15951564 | 45 | Flint Road | Uhland | 78640 | 7728919 | 29.9644 | -97.7825 | Non-Lead - Copper | No | Between 1989 and 2014 |  | Non-Lead - Plastic | Between 1989 and 2014 |  | Non-Lead | No | No |  | Single Family Residence | No | No | No | Tier 5
12240050 | 46 | Flint Road | Uhland | 78640 |  | 29.9649 | -97.7825 | Non-Lead - Copper | No | Between 1989 and 2014 |  | Non-Lead - Plastic | Between 1989 and 2014 |  | Non-Lead | No | No |  | Single Family Residence | No | No | No | Tier 5
12666573 | 47 | Flint Road | Uhland | 78640 |  | 29.9641 | -97.7821 | Non-Lead - Copper | No | Between 1989 and 2014 |  | Non-Lead - Plastic | Between 1989 and 2014 |  | Non-Lead | No | No |  | Single Family Residence | No | No | No | Tier 5
16206661 | 48 | Flint Road | Uhland | 78640 |  | 29.9646 | -97.7822 | Non-Lead - Copper | No | Between 1989 and 2014 |  | Non-Lead - Plastic | Between 1989 and 2014 |  | Non-Lead | No | No |  | Single Family Residence | No | No | No | Tier 5
9466198 | 49 | Flint Road | Uhland | 78640 |  | 29.9644 | -97.7818 | Non-Lead - Copper | No | Between 1989 and 2014 |  | Non-Lead - Plastic | Between 1989 and 2014 |  | Non-Lead | No | No |  | Single Family Residence | No | No | No | Tier 5
15624728 | 50 | Flint Road | Uhland | 78640 | 12005519 | 29.965 | -97.7819 | Non-Lead - Copper | No | Between 1989 and 2014 |  | Non-Lead - Plastic | Between 1989 and 2014 |  | Non-Lead | No | No |  | Single Family Residence | No | No | Yes | Tier 5
12666598 | 51 | Flint Road | Uhland | 78640 |  | 29.9646 | -97.7815 | Non-Lead - Copper | No | Between 1989 and 2014 |  | Non-Lead - Plastic | Between 1989 and 2014 |  | Non-Lead | No | No |  | Single Family Residence | No | No | No | Tier 5
9466662 | 52 | Flint Road | Uhland | 78640 |  | 29.9651 | -97.7815 | Non-Lead - Copper | No | Between 1989 and 2014 |  | Non-Lead - Plastic | Between 1989 and 2014 |  | Non-Lead | No | No |  | Single Family Residence | No | No | No | Tier 5
16206496 | 53 | Flint Road | Uhland | 78640 |  | 29.9649 | -97.7812 | Non-Lead - Copper | No | Between 1989 and 2014 |  | Non-Lead - Plastic | Between 1989 and 2014 |  | Non-Lead | No | No |  | Single Family Residence | No | No | No | Tier 5
13414452 | 54 | Flint Road | Uhland | 78640 |  | 29.9651 | -97.7812 | Non-Lead - Copper | No | Between 1989 and 2014 |  | Non-Lead - Plastic | Between 1989 and 2014 |  | Non-Lead | No | No |  | Single Family Residence | No | No | No | Tier 5
10433064 | 55 | Flint Road | Uhland | 78640 |  | 29.9652 | -97.7809 | Non-Lead - Copper | No | Between 1989 and 2014 |  | Non-Lead - Plastic | Between 1989 and 2014 |  | Non-Lead | No | No |  | Single Family Residence | No | No | No | Tier 5
10251813 | 57 | Flint Road | Uhland | 78640 |  | 29.9655 | -97.7807 | Non-Lead - Copper | No | Between 1989 and 2014 |  | Non-Lead - Plastic | Between 1989 and 2014 |  | Non-Lead | No | No |  | Single Family Residence | No | No | No | Tier 5
13416699 | 2500 | High Road | Uhland | 78640 | House and mobile home | 29.9664 | -97.7831 | Non-Lead - Copper | No | Between 1989 and 2014 |  | Non-Lead - Plastic | Between 1989 and 2014 |  | Non-Lead | No | No |  | Multiple Family Residence | No | No | No | Tier 5
9466566 | 2450 | High Road | Uhland | 78640 |  | 29.9661 | -97.7849 | Non-Lead - Copper | No | Between 1989 and 2014 |  | Non-Lead - Plastic | Between 1989 and 2014 |  | Non-Lead | No | No |  | Single Family Residence | No | No | No | Tier 5
13268974 | 2740 | High Road | Uhland | 78640 | Church | 29.966 | -97.7816 | Non-Lead - Copper | No | Between 1989 and 2014 |  | Non-Lead - Plastic | Between 1989 and 2014 |  | Non-Lead | No | No |  | Building | No | No | No | Tier 5
10125883 | 2408 | B High Road | Uhland | 78640 |  | 29.9667 | -97.7843 | Non-Lead - Copper | No | Between 1989 and 2014 |  | Non-Lead - Plastic | Between 1989 and 2014 |  | Non-Lead | No | No |  | Single Family Residence | No | No | No | Tier 5
12239588 | 2408 | A High Road | Uhland | 78640 |  | 29.9669 | -97.784 | Non-Lead - Copper | No | Between 1989 and 2014 |  | Non-Lead - Plastic | Between 1989 and 2014 |  | Non-Lead | No | No |  | Single Family Residence | No | No | No | Tier 5
16242653 | 2404 | High Road | Uhland | 78640 |  | 29.9676 | -97.7834 | Non-Lead - Copper | No | Between 1989 and 2014 |  | Non-Lead - Plastic | Between 1989 and 2014 |  | Non-Lead | No | No |  | Single Family Residence | No | No | No | Tier 5
801301 | 2502 | High Road | Uhland | 78640 |  | 29.9671 | -97.7822 | Non-Lead - Copper | No | Between 1989 and 2014 |  | Non-Lead - Plastic | After 2014 |  | Non-Lead | No | No |  | Single Family Residence | No | No | No | Tier 5
15951263 | 2402 | High Road | Uhland | 78640 | 5201996 | 29.9677 | -97.7835 | Non-Lead - Copper | No | Between 1989 and 2014 |  | Non-Lead - Plastic | Between 1989 and 2014 |  | Non-Lead | No | No |  | Single Family Residence | No | No | No | Tier 5
15989544 | 2400 | High Road | Uhland | 78640 | 11999295 | 29.9679 | -97.7837 | Non-Lead - Copper | No | Between 1989 and 2014 |  | Non-Lead - Plastic | Between 1989 and 2014 |  | Non-Lead | No | No |  | Single Family Residence | No | No | No | Tier 5
7433738 | 2331 | High Road | Uhland | 78640 | Uhland Elementary | 29.9721 | -97.7858 | Non-Lead - Copper | No | After 2014 |  | Non-Lead - Plastic | After 2014 |  | Non-Lead | No | No |  | Single Family Residence | No | No | No | Tier 5
6873037 | 2385 | High Rd | Uhland | 78640 | HCISD Trans. Ctr. | 29.9709 | -97.7764 | Non-Lead - Copper | No | Between 1989 and 2014 |  | Non-Lead - Other | After 2014 |  | Non-Lead | No | No |  | Building | No | No | No | Tier 5
15500343 | 2200 | High Road | Uhland | 78640 | 4981928 | 29.9725 | -97.7906 | Non-Lead - Copper | No | Between 1989 and 2014 |  | Non-Lead - Plastic | Between 1989 and 2014 |  | Non-Lead | No | No |  | Single Family Residence | No | No | No | Tier 5
15641884 | 9939 | Camino Real D | Kyle | 78640 | 10124304 | 29.9613 | -97.7828 | Non-Lead - Copper | No | Between 1989 and 2014 |  | Non-Lead - Copper | Before 1989 |  | Non-Lead | No | Don't Know |  | Single Family Residence | No | No | No | Tier 5
15672277 | 9939 | Camino Real Unit E | Uhland | 78640 |  | 29.9617 | -97.7833 | Non-Lead - Plastic | No | After 2014 |  | Non-Lead - Plastic | After 2014 |  | Non-Lead | No | No |  | Single Family Residence | No | No | No | Tier 5
13507781 | 9939 | Camino Real B | Uhland | 78640 |  | 29.9607 | -97.783 | Non-Lead - Plastic | No | After 2014 |  | Non-Lead - Plastic | After 2014 |  | Non-Lead | No | No |  | Single Family Residence | No | No | No | Tier 5
10122755 | 9939 | Camino Real A | Uhland | 78640 |  | 29.9607 | -97.7825 | Non-Lead - Plastic | No | After 2014 |  | Non-Lead - Plastic | After 2014 |  | Non-Lead | No | No |  | Single Family Residence | No | No | No | Tier 5
4371153 | 28 | N. Camino Real | Uhland | 78640 | Empty Residence. Inactive. | 29.9572 | -97.7872 | Non-Lead - Copper | No | Between 1989 and 2014 |  | Non-Lead - Plastic | Between 1989 and 2014 |  | Non-Lead | No | No |  | Single Family Residence | No | No | No | Tier 5
13136582 | 9771 | Camino Real | Uhland | 78640 | Poco Loco Store | 29.9587 | -97.7859 | Non-Lead - Plastic | No | After 2014 |  | Non-Lead - Plastic | After 2014 |  | Non-Lead | No | No | Model LF007M2QT, Serial 63099, Mfr Watts / LEADFREE | Building | No | No | No | Tier 5
12823902 | 9865 | Camino Real | Uhland | 78640 | Church | 29.9596 | -97.7843 | Non-Lead - Copper | No | Between 1989 and 2014 |  | Non-Lead - Plastic | Between 1989 and 2014 |  | Non-Lead | No | No |  | Building | No | No | No | Tier 5
9296299 | 9760 | Camino Real - Cafe | Uhland | 78640 | 7897656, Rosie's Café | 29.9577 | -97.7859 | Non-Lead - Copper | No | Between 1989 and 2014 |  | Non-Lead - Plastic | Before 1989 |  | Non-Lead | No | No |  | Building | No | No | No | Tier 5
12255116 | 9384 | Camino Real | Kyle | 78640 |  | 29.9527 | -97.7929 | Non-Lead - Copper | No | Between 1989 and 2014 |  | Non-Lead - Plastic | Between 1989 and 2014 |  | Non-Lead | No | No |  | Single Family Residence | No | No | No | Tier 5
16115096 | 9313 | Camino Real | Uhland | 78640 |  | 29.9536 | -97.7936 | Non-Lead - Copper | No | Between 1989 and 2014 |  | Non-Lead - Plastic | Before 1989 |  | Non-Lead | No | No |  | Single Family Residence | No | No | No | Tier 5
13366553 | 9211 | Camino Real | Uhland | 78640 |  | 29.9505 | -97.7962 | Non-Lead - Copper | No | Between 1989 and 2014 |  | Non-Lead - Plastic | Before 1989 |  | Non-Lead | No | No |  | Single Family Residence | No | No | No | Tier 5
unknown | 4042 | Cotton Gin Road | Uhland | 78640 |  | 29.9577 | -97.7869 | Non-Lead - Plastic | No | Between 1989 and 2014 |  | Non-Lead - Plastic | Between 1989 and 2014 |  | Non-Lead | No | No |  | Single Family Residence | No | No | No | Tier 5
16587990 | 4037 | Cotton Gin Road | Uhland | 78640 |  | 29.958 | -97.7866 | Non-Lead - Plastic | No | Between 1989 and 2014 |  | Non-Lead - Plastic | Between 1989 and 2014 |  | Non-Lead | No | No |  | Single Family Residence | No | No | No | Tier 5
13317634 | 4037 | B Cotton Gin Garage | Uhland | 78640 |  | 29.9583 | -97.7866 | Non-Lead - Plastic | No | Between 1989 and 2014 |  | Non-Lead - Plastic | Between 1989 and 2014 |  | Non-Lead | No | No |  | Single Family Residence | No | No | No | Tier 5
16586785 | 4029 | Cotton Gin Sophie | Uhland | 78640 |  | 29.9582 | -97.7869 | Non-Lead - Plastic | No | Between 1989 and 2014 |  | Non-Lead - Plastic | Between 1989 and 2014 |  | Non-Lead | No | No |  | Single Family Residence | No | No | No | Tier 5
16587645 | 4019 | Cotton Gin Road | Uhland | 78640 |  | 29.9583 | -97.787 | Non-Lead - Plastic | No | Between 1989 and 2014 |  | Non-Lead - Copper | Between 1989 and 2014 |  | Non-Lead | No | Don't Know |  | Single Family Residence | No | No | No | Tier 5
13536829 | 4024 | Cotton Gin Road | Kyle | 78640 |  | 29.9579 | -97.7871 | Non-Lead - Plastic | No | Between 1989 and 2014 |  | Non-Lead - Plastic | Between 1989 and 2014 |  | Non-Lead | No | No |  | Single Family Residence | No | No | No | Tier 5
13513568 | 4010 | Cotton Gin Road | Uhland | 78640 |  | 29.9581 | -97.7873 | Non-Lead - Plastic | No | Between 1989 and 2014 |  | Non-Lead - Plastic | Between 1989 and 2014 |  | Non-Lead | No | No |  | Single Family Residence | No | No | No | Tier 5
12240432 | 3993 | Cotton Gin Road | Uhland | 78640 |  | 29.9585 | -97.7872 | Non-Lead - Plastic | No | Between 1989 and 2014 |  | Non-Lead - Plastic | Between 1989 and 2014 |  | Non-Lead | No | No |  | Single Family Residence | No | No | No | Tier 5
13523441 | 3984 | Cotton Gin Road | Uhland | 78640 |  | 29.9582 | -97.7876 | Non-Lead - Plastic | No | Between 1989 and 2014 |  | Non-Lead - Plastic | Between 1989 and 2014 |  | Non-Lead | No | No |  | Single Family Residence | No | No | No | Tier 5
13457085 | 3984 | Cotton Gin Road B | Uhland | 78640 |  | 29.9583 | -97.7879 | Non-Lead - Plastic | No | Between 1989 and 2014 |  | Non-Lead - Plastic | Between 1989 and 2014 |  | Non-Lead | No | No |  | Single Family Residence | No | No | No | Tier 5
16242114 | 3975 | Cotton Gin Road | Uhland | 78640 |  | 29.9587 | -97.7875 | Non-Lead - Plastic | No | Between 1989 and 2014 |  | Non-Lead - Plastic | Between 1989 and 2014 |  | Non-Lead | No | No |  | Single Family Residence | No | No | No | Tier 5
13413056 | 3960 | Cotton Gin Road | Kyle | 78640 |  | 29.9586 | -97.7884 | Non-Lead - Plastic | No | Between 1989 and 2014 |  | Non-Lead - Plastic | Between 1989 and 2014 |  | Non-Lead | No | No |  | Single Family Residence | No | No | No | Tier 5
3803686 | 3924 | Cotton Gin Road | Uhland | 78640 | 13531438 | 29.959 | -97.7884 | Non-Lead - Plastic | No | Between 1989 and 2014 |  | Non-Lead - Plastic | Between 1989 and 2014 |  | Non-Lead | No | No |  | Single Family Residence | No | No | No | Tier 5
781954 | 3915 | Cotton Gin Road | Uhland | 78640 |  | 29.96 | -97.7885 | Non-Lead - Plastic | No | Between 1989 and 2014 |  | Non-Lead - Plastic | Between 1989 and 2014 |  | Non-Lead | No | No |  | Single Family Residence | No | No | No | Tier 5
10805517 | 3905 | Cotton Gin Rd A | Uhland | 78640 |  | 29.96 | -97.7885 | Non-Lead - Plastic | No | Between 1989 and 2014 |  | Non-Lead - Plastic | Between 1989 and 2014 |  | Non-Lead | No | No |  | Single Family Residence | No | No | No | Tier 5
10835289 | 3905 | Cotton Gin Rd B | Uhland | 78640 |  | 29.9601 | -97.7885 | Non-Lead - Plastic | No | Between 1989 and 2014 |  | Non-Lead - Plastic | Between 1989 and 2014 |  | Non-Lead | No | No |  | Single Family Residence | No | No | No | Tier 5
10922100 | 3905 | Cotton Gin Rd C | Uhland | 78640 |  | 29.9602 | -97.7883 | Non-Lead - Plastic | No | Between 1989 and 2014 |  | Non-Lead - Plastic | Between 1989 and 2014 |  | Non-Lead | No | No |  | Single Family Residence | No | No | No | Tier 5
16242264 | 3905 | Cotton Gin Rd D | Kyle | 78640 |  | 29.9603 | -97.7882 | Non-Lead - Plastic | No | Between 1989 and 2014 |  | Non-Lead - Plastic | Between 1989 and 2014 |  | Non-Lead | No | No |  | Single Family Residence | No | No | No | Tier 5
13545256 | 3906 | Cotton Gin Road | Uhland | 78640 |  | 29.9592 | -97.7886 | Non-Lead - Plastic | No | Between 1989 and 2014 |  | Non-Lead - Plastic | Between 1989 and 2014 |  | Non-Lead | No | No |  | Single Family Residence | No | No | No | Tier 5
13542983 | 3860 | Cotton Gin Road | Uhland | 78640 |  | 29.9595 | -97.7893 | Non-Lead - Plastic | No | Between 1989 and 2014 |  | Non-Lead - Plastic | Between 1989 and 2014 |  | Non-Lead | No | No |  | Single Family Residence | No | No | No | Tier 5
15881462 | 3843 | Cotton Gin Road | Uhland | 78640 |  | 29.9603 | -97.7889 | Non-Lead - Plastic | No | Between 1989 and 2014 |  | Non-Lead - Plastic | Between 1989 and 2014 |  | Non-Lead | No | No |  | Single Family Residence | No | No | No | Tier 5
12818456 | 3761 | Cotton Gin Road | Uhland | 78640 |  | 29.9612 | -97.7899 | Non-Lead - Plastic | No | Between 1989 and 2014 |  | Non-Lead - Plastic | Between 1989 and 2014 |  | Non-Lead | No | No |  | Single Family Residence | No | No | No | Tier 5
13414859 | 3725 | Cotton Gin Road | Uhland | 78640 |  | 29.9616 | -97.7903 | Non-Lead - Plastic | No | Between 1989 and 2014 |  | Non-Lead - Plastic | Between 1989 and 2014 |  | Non-Lead | No | No |  | Single Family Residence | No | No | No | Tier 5
12715544 | 1 | Summer Sun Cove | Uhland | 78640 |  | 29.9608 | -97.7893 | Non-Lead - Plastic | No | Between 1989 and 2014 |  | Non-Lead - Plastic | Between 1989 and 2014 |  | Non-Lead | No | No |  | Single Family Residence | No | No | No | Tier 5
12729154 | 3 | Summer Sun Cove | Uhland | 78640 |  | 29.9611 | -97.789 | Non-Lead - Plastic | No | Between 1989 and 2014 |  | Non-Lead - Plastic | Between 1989 and 2014 |  | Non-Lead | No | No |  | Single Family Residence | No | No | No | Tier 5
10189593 | 4 | Summer Sun Cove | Uhland | 78640 |  | 29.9615 | -97.7896 | Non-Lead - Copper | No | Between 1989 and 2014 |  | Non-Lead - Plastic | Between 1989 and 2014 |  | Non-Lead | No | No |  | Single Family Residence | No | No | No | Tier 5
1771666 | 5 | Summer Sun Cove | Kyle | 78640 | 12829875 | 29.9612 | -97.7887 | Non-Lead - Copper | No | Between 1989 and 2014 |  | Non-Lead - Plastic | Between 1989 and 2014 |  | Non-Lead | No | No |  | Single Family Residence | No | No | No | Tier 5
10735006 | 6 | Summer Sun Cove | Uhland | 78640 |  | 29.9617 | -97.7892 | Non-Lead - Copper | No | Between 1989 and 2014 |  | Non-Lead - Plastic | Between 1989 and 2014 |  | Non-Lead | No | No |  | Single Family Residence | No | No | No | Tier 5
1773694 | 7 | Summer Sun Cove | Uhland | 78640 | 16338779 | 29.9615 | -97.7885 | Non-Lead - Copper | No | Between 1989 and 2014 |  | Non-Lead - Plastic | Between 1989 and 2014 |  | Non-Lead | No | No |  | Single Family Residence | No | No | No | Tier 5
15904517 | 8 | Summer Sun Cove | Uhland | 78640 | 16387399 | 29.9618 | -97.7888 | Non-Lead - Copper | No | Between 1989 and 2014 |  | Non-Lead - Plastic | Between 1989 and 2014 |  | Non-Lead | No | No |  | Single Family Residence | No | No | No | Tier 5
15592937 | 9 | Summer Sun Cove | Kyle | 78640 | 5201877 | 29.9618 | -97.7883 | Non-Lead - Copper | No | Between 1989 and 2014 |  | Non-Lead - Plastic | Between 1989 and 2014 |  | Non-Lead | No | No |  | Single Family Residence | No | No | No | Tier 5
12664139 | 10 | Summer Sun Cove | Uhland | 78640 |  | 29.9622 | -97.7888 | Non-Lead - Copper | No | Between 1989 and 2014 |  | Non-Lead - Plastic | Between 1989 and 2014 |  | Non-Lead | No | No |  | Single Family Residence | No | No | No | Tier 5
15881101 | 11 | Summer Sun Cove | Uhland | 78640 | 7689137 | 29.9625 | -97.7886 | Non-Lead - Copper | No | Between 1989 and 2014 |  | Non-Lead - Plastic | Between 1989 and 2014 |  | Non-Lead | No | No |  | Single Family Residence | No | No | No | Tier 5
12657607 | 12 | Summer Sun Cove | Uhland | 78640 |  | 29.9618 | -97.7878 | Non-Lead - Copper | No | Between 1989 and 2014 |  | Non-Lead - Plastic | Between 1989 and 2014 |  | Non-Lead | No | No |  | Single Family Residence | No | No | No | Tier 5
10729958 | 13 | Summer Sun Cove | Uhland | 78640 |  | 29.962 | -97.7876 | Non-Lead - Copper | No | Between 1989 and 2014 |  | Non-Lead - Plastic | Between 1989 and 2014 |  | Non-Lead | No | No |  | Single Family Residence | No | No | No | Tier 5
12557568 | 14 | Summer Sun Cove | Uhland | 78640 |  | 29.9625 | -97.7884 | Non-Lead - Copper | No | Between 1989 and 2014 |  | Non-Lead - Plastic | Between 1989 and 2014 |  | Non-Lead | No | No |  | Single Family Residence | No | No | No | Tier 5
12726230 | 15 | Summer Sun Cove | Uhland | 78640 |  | 29.9622 | -97.7873 | Non-Lead - Copper | No | Between 1989 and 2014 |  | Non-Lead - Plastic | Between 1989 and 2014 |  | Non-Lead | No | No |  | Single Family Residence | No | No | No | Tier 5
15506034 | 16 | Summer Sun Cove | Uhland | 78640 | 7700674 | 29.9627 | -97.7879 | Non-Lead - Copper | No | Between 1989 and 2014 |  | Non-Lead - Plastic | Between 1989 and 2014 |  | Non-Lead | No | No |  | Single Family Residence | No | No | No | Tier 5
12665190 | 17 | Summer Sun Cove | Uhland | 78640 |  | 29.9626 | -97.7873 | Non-Lead - Copper | No | Between 1989 and 2014 |  | Non-Lead - Plastic | Between 1989 and 2014 |  | Non-Lead | No | No |  | Single Family Residence | No | No | No | Tier 5
12657606 | 18 | Summer Sun Cove | Uhland | 78640 |  | 29.9632 | -97.788 | Non-Lead - Copper | No | Between 1989 and 2014 |  | Non-Lead - Plastic | Between 1989 and 2014 |  | Non-Lead | No | No |  | Single Family Residence | No | No | No | Tier 5
15503097 | 19 | Summer Sun Cove | Kyle | 78640 | 7689138 | 29.9629 | -97.7872 | Non-Lead - Copper | No | Between 1989 and 2014 |  | Non-Lead - Plastic | Between 1989 and 2014 |  | Non-Lead | No | No |  | Single Family Residence | No | No | No | Tier 5
10409035 | 20 | Summer Sun Cove | Uhland | 78640 |  | 29.9633 | -97.7876 | Non-Lead - Copper | No | Between 1989 and 2014 |  | Non-Lead - Plastic | Between 1989 and 2014 |  | Non-Lead | No | No |  | Single Family Residence | No | No | No | Tier 5
12252288 | 21 | Summer Sun Cove | Kyle | 78640 |  | 29.963 | -97.787 | Non-Lead - Copper | No | Between 1989 and 2014 |  | Non-Lead - Plastic | Between 1989 and 2014 |  | Non-Lead | No | No |  | Single Family Residence | No | No | No | Tier 5
16234116 | 22 | Summer Sun Cove | Uhland | 78640 |  | 29.9635 | -97.7873 | Non-Lead - Copper | No | Between 1989 and 2014 |  | Non-Lead - Plastic | Between 1989 and 2014 |  | Non-Lead | No | No |  | Single Family Residence | No | No | No | Tier 5
15880839 | 23 | Summer Sun Cove | Uhland | 78640 | 7528873 | 29.9633 | -97.7868 | Non-Lead - Copper | No | Between 1989 and 2014 |  | Non-Lead - Plastic | Between 1989 and 2014 |  | Non-Lead | No | No |  | Single Family Residence | No | No | No | Tier 5
16259956 | 24 | Summer Sun Cove | Uhland | 78640 |  | 29.9637 | -97.7872 | Non-Lead - Copper | No | Between 1989 and 2014 |  | Non-Lead - Plastic | Between 1989 and 2014 |  | Non-Lead | No | No |  | Single Family Residence | No | No | No | Tier 5
16698327 | 25 | Summer Sun Cove | Uhland | 78640 |  | 29.9634 | -97.7862 | Non-Lead - Copper | No | Between 1989 and 2014 |  | Non-Lead - Plastic | Between 1989 and 2014 |  | Non-Lead | No | No |  | Single Family Residence | No | No | No | Tier 5
12658300 | 26 | Summer Sun Cove | Uhland | 78640 |  | 29.9639 | -97.7869 | Non-Lead - Copper | No | Between 1989 and 2014 |  | Non-Lead - Plastic | Between 1989 and 2014 |  | Non-Lead | No | No |  | Single Family Residence | No | No | No | Tier 5
16674194 | 27 | Summer Sun Cove | Uhland | 78640 |  | 29.9638 | -97.7861 | Non-Lead - Copper | No | Between 1989 and 2014 |  | Non-Lead - Plastic | Between 1989 and 2014 |  | Non-Lead | No | No |  | Single Family Residence | No | No | No | Tier 5
15503584 | 28 | Summer Sun Cove | Uhland | 78640 | 11776510 | 29.964 | -97.7868 | Non-Lead - Copper | No | Between 1989 and 2014 |  | Non-Lead - Plastic | Between 1989 and 2014 |  | Non-Lead | No | No |  | Single Family Residence | No | No | No | Tier 5
15596183 | 29 | Summer Sun Cove | Uhland | 78640 | 7895282 | 29.964 | -97.7858 | Non-Lead - Copper | No | Between 1989 and 2014 |  | Non-Lead - Plastic | Between 1989 and 2014 |  | Non-Lead | No | No |  | Single Family Residence | No | No | No | Tier 5
13418068 | 30 | Summer Sun Cove | Uhland | 78640 |  | 29.9644 | -97.7864 | Non-Lead - Copper | No | Between 1989 and 2014 |  | Non-Lead - Plastic | Between 1989 and 2014 |  | Non-Lead | No | No |  | Single Family Residence | No | No | No | Tier 5
833615 | 31 | Summer Sun Cove | Uhland | 78640 |  | 29.964 | -97.7853 | Non-Lead - Copper | No | Between 1989 and 2014 |  | Non-Lead - Plastic | Between 1989 and 2014 |  | Non-Lead | No | No |  | Single Family Residence | No | No | No | Tier 5
16591788 | 32 | Summer Sun Cove | Uhland | 78640 |  | 29.9643 | -97.7864 | Non-Lead - Copper | No | Between 1989 and 2014 |  | Non-Lead - Plastic | Between 1989 and 2014 |  | Non-Lead | No | No |  | Single Family Residence | No | No | No | Tier 5
12225742 | 33 | S. Plum Creek Road | Uhland | 78640 |  | 29.9617 | -97.7972 | Non-Lead - Plastic | No | After 2014 |  | Non-Lead - Plastic | After 2014 |  | Non-Lead | No | No |  | Single Family Residence | No | No | No | Tier 5
12962955 | 34 | S. Plum Creek Rd | Uhland | 78640 | Plum Creek Lift Station | 29.9618 | -97.7977 | Non-Lead - Plastic | No | After 2014 |  | Non-Lead - Plastic | After 2014 |  | Non-Lead | No | No |  | Single Family Residence | No | No | No | Tier 5
10381416 | 31 | S. Plum Creek Road | Uhland | 78640 |  | 29.962 | -97.7971 | Non-Lead - Plastic | No | After 2014 |  | Non-Lead - Plastic | After 2014 |  | Non-Lead | No | No |  | Single Family Residence | No | No | No | Tier 5
9746398 | 29 | S. Plum Creek Road | Uhland | 78640 | 7821729 | 29.9625 | -97.7968 | Non-Lead - Plastic | No | After 2014 |  | Non-Lead - Plastic | After 2014 |  | Non-Lead | No | No |  | Single Family Residence | No | No | Yes | Tier 5
10774174 | 27 | S. Plum Creek Road | Uhland | 78640 |  | 29.9628 | -97.7964 | Non-Lead - Plastic | No | After 2014 |  | Non-Lead - Plastic | After 2014 |  | Non-Lead | No | No |  | Single Family Residence | No | No | No | Tier 5
12758125 | 26 B | S. Plum Creek Rd | Uhland | 78640 |  | 29.9627 | -97.7971 | Non-Lead - Plastic | No | After 2014 |  | Non-Lead - Plastic | After 2014 |  | Non-Lead | No | No |  | Single Family Residence | No | No | No | Tier 5
13408716 | 18 | S. Plum Creek Road | Uhland | 78640 |  | 29.9637 | -97.7967 | Non-Lead - Plastic | No | After 2014 |  | Non-Lead - Plastic | After 2014 |  | Non-Lead | No | No |  | Single Family Residence | No | No | No | Tier 5
12414636 | 14 | S. Plum Creek Road | Uhland | 78640 |  | 29.9638 | -97.7966 | Non-Lead - Plastic | No | After 2014 |  | Non-Lead - Plastic | After 2014 |  | Non-Lead | No | No |  | Single Family Residence | No | No | No | Tier 5
10242429 | 13 | S. Plum Creek Road | Uhland | 78640 |  | 29.9637 | -97.796 | Non-Lead - Plastic | No | After 2014 |  | Non-Lead - Plastic | After 2014 |  | Non-Lead | No | No |  | Single Family Residence | No | No | No | Tier 5
12642699 | 12 | S Plum Creek Road | Uhland | 78640 |  | 29.964 | -97.7965 | Non-Lead - Plastic | No | After 2014 |  | Non-Lead - Plastic | After 2014 |  | Non-Lead | No | No |  | Single Family Residence | No | No | No | Tier 5
6182424 | 8 | S. Plum Creek Road | Uhland | 78640 | 13280691 | 29.9643 | -97.7964 | Non-Lead - Plastic | No | After 2014 |  | Non-Lead - Plastic | After 2014 |  | Non-Lead | No | No |  | Single Family Residence | No | No | No | Tier 5
6196108 | 6 | S. Plum Creek Road | Uhland | 78640 | 12414677 | 29.9645 | -97.7963 | Non-Lead - Plastic | No | After 2014 |  | Non-Lead - Plastic | After 2014 |  | Non-Lead | No | No |  | Single Family Residence | No | No | No | Tier 5
13287785 | 5 | S. Plum Creek Road | Uhland | 78640 |  | 29.9644 | -97.7957 | Non-Lead - Plastic | No | After 2014 |  | Non-Lead - Plastic | After 2014 |  | Non-Lead | No | No |  | Single Family Residence | No | No | No | Tier 5
15571661 | 3 | S. Plum Creek Road | Uhland | 78640 | 4398503 | 29.9647 | -97.7954 | Non-Lead - Plastic | No | After 2014 |  | Non-Lead - Plastic | After 2014 |  | Non-Lead | No | No |  | Single Family Residence | No | No | No | Tier 5
6186539 | 2 | S. Plum Creek Road | Uhland | 78640 | 9526658 | 29.9648 | -97.796 | Non-Lead - Plastic | No | After 2014 |  | Non-Lead - Plastic | After 2014 |  | Non-Lead | No | No |  | Single Family Residence | No | No | No | Tier 5
10756222 | 82 | N. Plum Creek Road | Uhland | 78640 |  | 29.9717 | -97.7887 | Non-Lead - Plastic | No | After 2014 |  | Non-Lead - Plastic | After 2014 |  | Non-Lead | No | No |  | Single Family Residence | No | No | No | Tier 5
6196748 | 38 | N. Plum Creek Road | Uhland | 78640 | 13372317 | 29.9714 | -97.789 | Non-Lead - Plastic | No | After 2014 |  | Non-Lead - Plastic | After 2014 |  | Non-Lead | No | No |  | Single Family Residence | No | No | No | Tier 5
6196908 | 36 | N. Plum Creek Road | Uhland | 78640 | 15982176, 7256786 | 29.9711 | -97.7894 | Non-Lead - Plastic | No | After 2014 |  | Non-Lead - Plastic | After 2014 |  | Non-Lead | No | No |  | Single Family Residence | No | No | No | Tier 5
13413498 | 34 | N. Plum Creek Road | Uhland | 78640 |  | 29.971 | -97.79 | Non-Lead - Plastic | No | After 2014 |  | Non-Lead - Plastic | After 2014 |  | Non-Lead | No | No |  | Single Family Residence | No | No | No | Tier 5
6193510 | 32 | N. Plum Creek Road | Uhland | 78640 | 12756064 | 29.9704 | -97.7901 | Non-Lead - Plastic | No | After 2014 |  | Non-Lead - Plastic | After 2014 |  | Non-Lead | No | No |  | Single Family Residence | No | No | No | Tier 5
6196741 | 30 | N. Plum Creek Road | Uhland | 78640 | 10272465 | 29.9703 | -97.7903 | Non-Lead - Plastic | No | After 2014 |  | Non-Lead - Plastic | After 2014 |  | Non-Lead | No | No |  | Single Family Residence | No | No | Yes | Tier 5
6195615 | 28 | N. Plum Creek Road | Uhland | 78640 | 12690491 | 29.9715 | -97.793 | Non-Lead - Plastic | No | After 2014 |  | Non-Lead - Plastic | After 2014 |  | Non-Lead | No | No |  | Single Family Residence | No | No | No | Tier 5
11300998 | 26 | N. Plum Creek Road | Uhland | 78640 |  | 29.969 | -97.7924 | Non-Lead - Plastic | No | After 2014 |  | Non-Lead - Plastic | After 2014 |  | Non-Lead | No | No |  | Single Family Residence | No | No | No | Tier 5
6186532 | 26 | N. Plum Creek Road | Uhland | 78640 | 10844647, mobile home | 29.9689 | -97.7922 | Non-Lead - Plastic | No | After 2014 |  | Non-Lead - Plastic | After 2014 |  | Non-Lead | No | No |  | Single Family Residence | No | No | No | Tier 5
6196367 | 22 | N. Plum Creek Road | Uhland | 78640 | 12252424 | 29.9682 | -97.7931 | Non-Lead - Plastic | No | After 2014 |  | Non-Lead - Plastic | After 2014 |  | Non-Lead | No | No |  | Single Family Residence | No | No | No | Tier 5
6189242 | 15 | N. Plum Creek Road | Uhland | 78640 | 10282719 | 29.9654 | -97.7937 | Non-Lead - Plastic | No | After 2014 |  | Non-Lead - Plastic | After 2014 |  | Non-Lead | No | No |  | Single Family Residence | No | No | No | Tier 5
15956946 | 3575 | Cotton Gin Road | Uhland | 78640 | 12149710 | 29.9632 | -97.7918 | Non-Lead - Plastic | No | After 2014 |  | Non-Lead - Plastic | After 2014 |  | Non-Lead | No | No |  | Single Family Residence | No | No | No | Tier 5
12091730 | 3527 unit B | Cotton Gin Rd | Uhland | 78640 |  | 29.9636 | -97.7922 | Non-Lead - Plastic | No | After 2014 |  | Non-Lead - Plastic | After 2014 |  | Non-Lead | No | No |  | Single Family Residence | No | No | No | Tier 5
12229388 | 3527 unit A | Cotton Gin Rd | Uhland | 78640 |  | 29.9636 | -97.7928 | Non-Lead - Plastic | No | After 2014 |  | Non-Lead - Plastic | After 2014 |  | Non-Lead | No | No |  | Single Family Residence | No | No | No | Tier 5
12235990 | 3520 | Cotton Gin Road | Uhland | 78640 |  | 29.9629 | -97.7936 | Non-Lead - Plastic | No | After 2014 |  | Non-Lead - Plastic | After 2014 |  | Non-Lead | No | No |  | Single Family Residence | No | No | Yes | Tier 5
16521607 | 3133 | Cotton Gin Road | Uhland | 78640 |  | 29.9678 | -97.7972 | Non-Lead - Plastic | No | After 2014 |  | Non-Lead - Plastic | After 2014 |  | Non-Lead | No | No |  | Single Family Residence | No | No | No | Tier 5
16230327 | 2687 | Cotton Gin Road | Kyle | 78640 |  | 29.9725 | -97.8019 | Non-Lead - Plastic | No | After 2014 |  | Non-Lead - Plastic | After 2014 |  | Non-Lead | No | No |  | Single Family Residence | No | No | No | Tier 5
12763966 | 2400 | Cotton Gin Road | Uhland | 78640 |  | 29.9742 | -97.8068 | Non-Lead - Plastic | No | After 2014 |  | Non-Lead - Plastic | After 2014 |  | Non-Lead | No | No |  | Single Family Residence | No | No | No | Tier 5
13325117 | 2614 | Cotton Gin Road | Uhland | 78640 | Cotton Gin Estates | 29.9724 | -97.804 | Non-Lead - Plastic | No | After 2014 |  | Non-Lead - Plastic | After 2014 |  | Non-Lead | No | No |  | Single Family Residence | No | No | No | Tier 5
13312146 | 2600 | Cotton Gin Road | Uhland | 78640 | Cotton Gin Estates | 29.9725 | -97.8042 | Non-Lead - Plastic | No | After 2014 |  | Non-Lead - Plastic | After 2014 |  | Non-Lead | No | No |  | Single Family Residence | No | No | No | Tier 5
13319560 | 2630 | Cotton Gin Road | Uhland | 78640 | Cotton Gin Estates | 29.9724 | -97.804 | Non-Lead - Plastic | No | After 2014 |  | Non-Lead - Plastic | After 2014 |  | Non-Lead | No | No |  | Single Family Residence | No | No | No | Tier 5
12687803 | 2644 | Cotton Gin Road | Uhland | 78640 | Cotton Gin Estates | 29.9721 | -97.8037 | Non-Lead - Plastic | No | After 2014 |  | Non-Lead - Plastic | After 2014 |  | Non-Lead | No | No |  | Single Family Residence | No | No | No | Tier 5
13460671 | 2660 | Cotton Gin Road | Kyle | 78640 | Cotton Gin Estates | 29.9719 | -97.8035 | Non-Lead - Plastic | No | After 2014 |  | Non-Lead - Plastic | After 2014 |  | Non-Lead | No | No |  | Single Family Residence | No | No | No | Tier 5
13420302 | 2674 | Cotton Gin Road | Uhland | 78640 | Cotton Gin Estates | 29.9718 | -97.8035 | Non-Lead - Plastic | No | After 2014 |  | Non-Lead - Plastic | After 2014 |  | Non-Lead | No | No |  | Single Family Residence | No | No | No | Tier 5
814791 | 2690 | Cotton Gin Road | Kyle | 78640 | Cotton Gin Estates | 29.9716 | -97.8031 | Non-Lead - Plastic | No | After 2014 |  | Non-Lead - Plastic | After 2014 |  | Non-Lead | No | No |  | Single Family Residence | No | No | No | Tier 5
13420964 | 2704 | Cotton Gin Road | Kyle | 78640 | Cotton Gin Estates | 29.9714 | -97.803 | Non-Lead - Plastic | No | After 2014 |  | Non-Lead - Plastic | After 2014 |  | Non-Lead | No | No |  | Single Family Residence | No | No | No | Tier 5
13322459 | 2720 | Cotton Gin Road | Uhland | 78640 | Cotton Gin Estates | 29.9713 | -97.8027 | Non-Lead - Plastic | No | After 2014 |  | Non-Lead - Plastic | After 2014 |  | Non-Lead | No | No |  | Single Family Residence | No | No | No | Tier 5
13313003 | 2734 | Cotton Gin Road | Uhland | 78640 | Cotton Gin Estates | 29.9711 | -97.8026 | Non-Lead - Plastic | No | After 2014 |  | Non-Lead - Plastic | After 2014 |  | Non-Lead | No | No |  | Single Family Residence | No | No | No | Tier 5
13545216 | 2770 | Cotton Gin Road | Kyle | 78640 | Cotton Gin Estates | 29.9707 | -97.8022 | Non-Lead - Plastic | No | After 2014 |  | Non-Lead - Plastic | After 2014 |  | Non-Lead | No | No |  | Single Family Residence | No | No | No | Tier 5
12646241 | 2784 | Cotton Gin Road | Uhland | 78640 | Cotton Gin Estates | 29.971 | -97.8011 | Non-Lead - Plastic | No | After 2014 |  | Non-Lead - Plastic | After 2014 |  | Non-Lead | No | No |  | Single Family Residence | No | No | No | Tier 5
13326856 | 2800 | Cotton Gin Road | Uhland | 78640 | Cotton Gin Estates | 29.9704 | -97.8019 | Non-Lead - Plastic | No | After 2014 |  | Non-Lead - Plastic | After 2014 |  | Non-Lead | No | No |  | Single Family Residence | No | No | No | Tier 5
13146514 | 2814 | Cotton Gin Road | Uhland | 78640 | Cotton Gin Estates | 29.9706 | -97.801 | Non-Lead - Plastic | No | After 2014 |  | Non-Lead - Plastic | After 2014 |  | Non-Lead | No | No |  | Single Family Residence | No | No | No | Tier 5
773837 | 2830 | Cotton Gin Road | Uhland | 78640 | Cotton Gin Estates | 29.9701 | -97.8014 | Non-Lead - Plastic | No | After 2014 |  | Non-Lead - Plastic | After 2014 |  | Non-Lead | No | No |  | Single Family Residence | No | No | No | Tier 5
13470257 | 2844 | Cotton Gin Road | Uhland | 78640 | Cotton Gin Estates | 29.97 | -97.8013 | Non-Lead - Plastic | No | After 2014 |  | Non-Lead - Plastic | After 2014 |  | Non-Lead | No | No |  | Single Family Residence | No | No | No | Tier 5
13266644 | 2860 | Cotton Gin Road | Uhland | 78640 | Cotton Gin Estates | 29.9698 | -97.8011 | Non-Lead - Plastic | No | After 2014 |  | Non-Lead - Plastic | After 2014 |  | Non-Lead | No | No |  | Single Family Residence | No | No | No | Tier 5
10199720 | 2890 | Cotton Gin Road | Uhland | 78640 | Cotton Gin Estates | 29.9701 | -97.7997 | Non-Lead - Plastic | No | After 2014 |  | Non-Lead - Plastic | After 2014 |  | Non-Lead | No | No |  | Single Family Residence | No | No | No | Tier 5
13158646 | 2904 | Cotton Gin Road | Kyle | 78640 | Cotton Gin Estates | 29.9693 | -97.8005 | Non-Lead - Plastic | No | After 2014 |  | Non-Lead - Plastic | After 2014 |  | Non-Lead | No | No |  | Single Family Residence | No | No | No | Tier 5
13141308 | 2920 | Cotton Gin Road | Uhland | 78640 | Cotton Gin Estates | 29.9692 | -97.8004 | Non-Lead - Plastic | No | After 2014 |  | Non-Lead - Plastic | After 2014 |  | Non-Lead | No | No |  | Single Family Residence | No | No | No | Tier 5
13131562 | 2934 | Cotton Gin Road | Uhland | 78640 | Cotton Gin Estates | 29.969 | -97.8002 | Non-Lead - Plastic | No | After 2014 |  | Non-Lead - Plastic | After 2014 |  | Non-Lead | No | No |  | Single Family Residence | No | No | No | Tier 5
10610278 | 2950 | Cotton Gin Road | Kyle | 78640 | Cotton Gin Estates | 29.9689 | -97.8 | Non-Lead - Plastic | No | After 2014 |  | Non-Lead - Plastic | After 2014 |  | Non-Lead | No | No |  | Single Family Residence | No | No | No | Tier 5
13135912 | 2964 | Cotton Gin Road | Uhland | 78640 | Cotton Gin Estates | 29.9692 | -97.7989 | Non-Lead - Plastic | No | After 2014 |  | Non-Lead - Plastic | After 2014 |  | Non-Lead | No | No |  | Single Family Residence | No | No | No | Tier 5
807703 | 2731 | Twilight Glen Trail | Uhland | 78640 | Cotton Gin Estates | 29.9707 | -97.8028 | Non-Lead - Plastic | No | After 2014 |  | Non-Lead - Plastic | After 2014 |  | Non-Lead | No | No |  | Single Family Residence | No | No | No | Tier 5
15998320 | 2774 | Twilight Glen Trail | Uhland | 78640 | Cotton Gin Estates | 29.9695 | -97.8034 | Non-Lead - Plastic | No | After 2014 |  | Non-Lead - Plastic | After 2014 |  | Non-Lead | No | No |  | Single Family Residence | No | No | No | Tier 5
9302364 | 2788 | Twilight Glen Trail | Uhland | 78640 | Cotton Gin Estates | 29.9693 | -97.8032 | Non-Lead - Plastic | No | After 2014 |  | Non-Lead - Plastic | After 2014 |  | Non-Lead | No | No |  | Single Family Residence | No | No | No | Tier 5
15902731 | 2804 | Twilight Glen Trail | Uhland | 78640 | Cotton Gin Estates | 29.9692 | -97.8031 | Non-Lead - Plastic | No | After 2014 |  | Non-Lead - Plastic | After 2014 |  | Non-Lead | No | No |  | Single Family Residence | No | No | No | Tier 5
12679916 | 2834 | Twilight Glen Trail | Uhland | 78640 | Cotton Gin Estates | 29.9695 | -97.8023 | Non-Lead - Plastic | No | After 2014 |  | Non-Lead - Plastic | After 2014 |  | Non-Lead | No | No |  | Single Family Residence | No | No | No | Tier 5
781721 | 2765 | Twilight Glen Trail | Uhland | 78640 | Cotton Gin Estates | 29.9704 | -97.8023 | Non-Lead - Plastic | No | After 2014 |  | Non-Lead - Plastic | After 2014 |  | Non-Lead | No | No |  | Single Family Residence | No | No | No | Tier 5
13316141 | 3000 | Cotton Gin Road | Uhland | 78640 | Cotton Gin Estates | 29.9688 | -97.7985 | Non-Lead - Plastic | No | After 2014 |  | Non-Lead - Plastic | After 2014 |  | Non-Lead | No | No |  | Single Family Residence | No | No | No | Tier 5
13542472 | 3016 | Cotton Gin Road | Uhland | 78640 | Cotton Gin Estates | 29.9682 | -97.7992 | Non-Lead - Plastic | No | After 2014 |  | Non-Lead - Plastic | After 2014 |  | Non-Lead | No | No |  | Single Family Residence | No | No | No | Tier 5
13542604 | 3030 | Cotton Gin Road | Uhland | 78640 | Cotton Gin Estates | 29.9681 | -97.799 | Non-Lead - Plastic | No | After 2014 |  | Non-Lead - Plastic | After 2014 |  | Non-Lead | No | No |  | Single Family Residence | No | No | No | Tier 5
13564732 | 3044 | Cotton Gin Road | Uhland | 78640 | Cotton Gin Estates | 29.9679 | -97.7989 | Non-Lead - Plastic | No | After 2014 |  | Non-Lead - Plastic | After 2014 |  | Non-Lead | No | No |  | Single Family Residence | No | No | No | Tier 5
13516039 | 3060 | Cotton Gin Road | Kyle | 78640 | Cotton Gin Estates | 29.9677 | -97.7987 | Non-Lead - Plastic | No | After 2014 |  | Non-Lead - Plastic | After 2014 |  | Non-Lead | No | No |  | Single Family Residence | No | No | No | Tier 5
1503627 | 3076 | Cotton Gin Road | Kyle | 78640 | 16199162, Cotton Gin Estates | 29.9679 | -97.7975 | Non-Lead - Plastic | No | After 2014 |  | Non-Lead - Plastic | After 2014 |  | Non-Lead | No | No |  | Single Family Residence | No | No | No | Tier 5
13320063 | 3108 | Cotton Gin Road | Uhland | 78640 | Cotton Gin Estates | 29.9673 | -97.7981 | Non-Lead - Plastic | No | After 2014 |  | Non-Lead - Plastic | After 2014 |  | Non-Lead | No | No |  | Single Family Residence | No | No | No | Tier 5
12861579 | 3120 | Cotton Gin Road | Uhland | 78640 | Cotton Gin Estates | 29.9671 | -97.798 | Non-Lead - Plastic | No | After 2014 |  | Non-Lead - Plastic | After 2014 |  | Non-Lead | No | No |  | Single Family Residence | No | No | No | Tier 5
800980 | 3138 | Cotton Gin Road | Uhland | 78640 | Cotton Gin Estates | 29.9669 | -97.7978 | Non-Lead - Plastic | No | After 2014 |  | Non-Lead - Plastic | After 2014 |  | Non-Lead | No | No |  | Single Family Residence | No | No | No | Tier 5
9215136 | 3172 | Cotton Gin Road | Uhland | 78640 | Cotton Gin Estates | 29.9665 | -97.7974 | Non-Lead - Plastic | No | After 2014 |  | Non-Lead - Plastic | After 2014 |  | Non-Lead | No | No |  | Single Family Residence | No | No | No | Tier 5
13456860 | 3188 | Cotton Gin Road | Uhland | 78640 | Cotton Gin Estates | 29.9665 | -97.7972 | Non-Lead - Plastic | No | After 2014 |  | Non-Lead - Plastic | After 2014 |  | Non-Lead | No | No |  | Single Family Residence | No | No | No | Tier 5
13471425 | 3206 | Cotton Gin Road | Uhland | 78640 | Cotton Gin Estates | 29.9661 | -97.7972 | Non-Lead - Plastic | No | After 2014 |  | Non-Lead - Plastic | After 2014 |  | Non-Lead | No | No |  | Single Family Residence | No | No | No | Tier 5
12348676 | 3218 | Cotton Gin Road | Uhland | 78640 | Cotton Gin Estates | 29.9667 | -97.7959 | Non-Lead - Plastic | No | After 2014 |  | Non-Lead - Plastic | After 2014 |  | Non-Lead | No | No |  | Single Family Residence | No | No | No | Tier 5
12586280 | 3230 | C Cotton Gin Road | Uhland | 78640 | Cotton Gin Estates | 29.9656 | -97.7969 | Non-Lead - Plastic | No | After 2014 |  | Non-Lead - Plastic | After 2014 |  | Non-Lead | No | No |  | Single Family Residence | No | No | No | Tier 5
12831447 | 3230 | B Cotton Gin Road | Kyle | 78640 | Cotton Gin Estates | 29.9657 | -97.7967 | Non-Lead - Plastic | No | After 2014 |  | Non-Lead - Plastic | After 2014 |  | Non-Lead | No | No |  | Single Family Residence | No | No | No | Tier 5
13299758 | 3230 | A Cotton Gin Road | Uhland | 78640 | Cotton Gin Estates | 29.966 | -97.7964 | Non-Lead - Plastic | No | After 2014 |  | Non-Lead - Plastic | After 2014 |  | Non-Lead | No | No |  | Single Family Residence | No | No | No | Tier 5
16521417 | 115 | Bonanza Street | Kyle | 78640 | Ranch at Porter Cr. | 29.9811 | -97.8138 | Non-Lead - Copper | No | Between 1989 and 2014 |  | Non-Lead - Plastic | Between 1989 and 2014 |  | Non-Lead | No | No |  | Single Family Residence | No | No | No | Tier 5
10709166 | 116 | Bonanza Street | Kyle | 78640 | Ranch at Porter Cr. | 29.9814 | -97.8142 | Non-Lead - Copper | No | Between 1989 and 2014 |  | Non-Lead - Plastic | Between 1989 and 2014 |  | Non-Lead | No | No |  | Single Family Residence | No | No | No | Tier 5
12534641 | 135 | Bonanza Street | Kyle | 78640 | Ranch at Porter Cr. | 29.9812 | -97.8132 | Non-Lead - Copper | No | Between 1989 and 2014 |  | Non-Lead - Plastic | Between 1989 and 2014 |  | Non-Lead | No | No |  | Single Family Residence | No | No | No | Tier 5
10711631 | 136 | Bonanza Street | Kyle | 78640 | Ranch at Porter Cr. | 29.9812 | -97.8144 | Non-Lead - Copper | No | Between 1989 and 2014 |  | Non-Lead - Plastic | Between 1989 and 2014 |  | Non-Lead | No | No |  | Single Family Residence | No | No | No | Tier 5
12662263 | 158 | Bonanza Street | Kyle | 78640 | Ranch at Porter Cr. | 29.9814 | -97.8136 | Non-Lead - Copper | No | Between 1989 and 2014 |  | Non-Lead - Plastic | Between 1989 and 2014 |  | Non-Lead | No | No |  | Single Family Residence | No | No | No | Tier 5
12253825 | 159 | Bonanza Street | Kyle | 78640 | Ranch at Porter Cr. | 29.9806 | -97.8144 | Non-Lead - Copper | No | Between 1989 and 2014 |  | Non-Lead - Plastic | Between 1989 and 2014 |  | Non-Lead | No | No |  | Single Family Residence | No | No | No | Tier 5
12839486 | 180 | Bonanza Street | Kyle | 78640 | Ranch at Porter Cr. | 29.9808 | -97.8149 | Non-Lead - Copper | No | Between 1989 and 2014 |  | Non-Lead - Plastic | Between 1989 and 2014 |  | Non-Lead | No | No |  | Single Family Residence | No | No | No | Tier 5
15591676 | 181 | Bonanza Street | Kyle | 78640 | 5099903, Ranch at Porter Cr. | 29.9809 | -97.8134 | Non-Lead - Copper | No | Between 1989 and 2014 |  | Non-Lead - Plastic | Between 1989 and 2014 |  | Non-Lead | No | No |  | Single Family Residence | No | No | No | Tier 5
16650833 | 200 | Bonanza Street | Kyle | 78640 | Ranch at Porter Cr. | 29.9806 | -97.8152 | Non-Lead - Copper | No | Between 1989 and 2014 |  | Non-Lead - Plastic | Between 1989 and 2014 |  | Non-Lead | No | No |  | Single Family Residence | No | No | No | Tier 5
10277515 | 205 | Bonanza Street | Kyle | 78640 | Ranch at Porter Cr. | 29.9801 | -97.8148 | Non-Lead - Copper | No | Between 1989 and 2014 |  | Non-Lead - Plastic | Between 1989 and 2014 |  | Non-Lead | No | No |  | Single Family Residence | No | No | No | Tier 5
12857554 | 216 | Bonanza Street | Kyle | 78640 | Ranch at Porter Cr. | 29.9804 | -97.8154 | Non-Lead - Copper | No | Between 1989 and 2014 |  | Non-Lead - Plastic | Between 1989 and 2014 |  | Non-Lead | No | No |  | Single Family Residence | No | No | No | Tier 5
5909845 | 225 | Bonanza Street | Kyle | 78640 | Ranch at Porter Cr. | 29.9799 | -97.8152 | Non-Lead - Copper | No | Between 1989 and 2014 |  | Non-Lead - Plastic | Between 1989 and 2014 |  | Non-Lead | No | No |  | Single Family Residence | No | No | No | Tier 5
16208198 | 228 | Bonanza Street | Kyle | 78640 | Ranch at Porter Cr. | 29.9802 | -97.8157 | Non-Lead - Copper | No | Between 1989 and 2014 |  | Non-Lead - Plastic | Between 1989 and 2014 |  | Non-Lead | No | No |  | Single Family Residence | No | No | No | Tier 5
16233392 | 240 | Bonanza Street | Kyle | 78640 | Ranch at Porter Cr. | 29.98 | -97.8159 | Non-Lead - Copper | No | Between 1989 and 2014 |  | Non-Lead - Plastic | Between 1989 and 2014 |  | Non-Lead | No | No |  | Single Family Residence | No | No | No | Tier 5
10221346 | 249 | Bonanza Street | Kyle | 78640 | Ranch at Porter Cr. | 29.9797 | -97.8155 | Non-Lead - Copper | No | Between 1989 and 2014 |  | Non-Lead - Plastic | Between 1989 and 2014 |  | Non-Lead | No | No |  | Single Family Residence | No | No | No | Tier 5
9389862 | 275 | Bonanza Street | Kyle | 78640 | Ranch at Porter Cr. | 29.9803 | -97.8139 | Non-Lead - Copper | No | Between 1989 and 2014 |  | Non-Lead - Plastic | Between 1989 and 2014 |  | Non-Lead | No | No |  | Single Family Residence | No | No | No | Tier 5
16196871 | 276 | Bonanza Street | Kyle | 78640 | Ranch at Porter Cr. | 29.9797 | -97.8161 | Non-Lead - Copper | No | Between 1989 and 2014 |  | Non-Lead - Plastic | Between 1989 and 2014 |  | Non-Lead | No | No |  | Single Family Residence | No | No | No | Tier 5
15881195 | 300 | Bonanza Street | Kyle | 78640 | 7184976, Ranch at Porter Cr. | 29.9801 | -97.815 | Non-Lead - Copper | No | Between 1989 and 2014 |  | Non-Lead - Plastic | Between 1989 and 2014 |  | Non-Lead | No | No |  | Single Family Residence | No | No | No | Tier 5
16650833 | 200 | Bonanza Street | Kyle | 78640 | Ranch at Porter Cr. | 29.9806 | -97.8152 | Non-Lead - Copper | No | Between 1989 and 2014 |  | Non-Lead - Plastic | Between 1989 and 2014 |  | Non-Lead | No | No |  | Single Family Residence | No | No | No | Tier 5
10277515 | 205 | Bonanza Street | Kyle | 78640 | Ranch at Porter Cr. | 29.9801 | -97.8148 | Non-Lead - Copper | No | Between 1989 and 2014 |  | Non-Lead - Plastic | Between 1989 and 2014 |  | Non-Lead | No | No |  | Single Family Residence | No | No | No | Tier 5
12857554 | 216 | Bonanza Street | Kyle | 78640 | Ranch at Porter Cr. | 29.9804 | -97.8154 | Non-Lead - Copper | No | Between 1989 and 2014 |  | Non-Lead - Plastic | Between 1989 and 2014 |  | Non-Lead | No | No |  | Single Family Residence | No | No | No | Tier 5
5909845 | 225 | Bonanza Street | Kyle | 78640 | Ranch at Porter Cr. | 29.9799 | -97.8152 | Non-Lead - Copper | No | Between 1989 and 2014 |  | Non-Lead - Plastic | Between 1989 and 2014 |  | Non-Lead | No | No |  | Single Family Residence | No | No | No | Tier 5
16208198 | 228 | Bonanza Street | Kyle | 78640 | Ranch at Porter Cr. | 29.9802 | -97.8157 | Non-Lead - Copper | No | Between 1989 and 2014 |  | Non-Lead - Plastic | Between 1989 and 2014 |  | Non-Lead | No | No |  | Single Family Residence | No | No | No | Tier 5
16233392 | 240 | Bonanza Street | Kyle | 78640 | Ranch at Porter Cr. | 29.98 | -97.8159 | Non-Lead - Copper | No | Between 1989 and 2014 |  | Non-Lead - Plastic | Between 1989 and 2014 |  | Non-Lead | No | No |  | Single Family Residence | No | No | No | Tier 5
10221346 | 249 | Bonanza Street | Kyle | 78640 | Ranch at Porter Cr. | 29.9797 | -97.8155 | Non-Lead - Copper | No | Between 1989 and 2014 |  | Non-Lead - Plastic | Between 1989 and 2014 |  | Non-Lead | No | No |  | Single Family Residence | No | No | No | Tier 5
9389862 | 275 | Bonanza Street | Kyle | 78640 | Ranch at Porter Cr. | 29.9803 | -97.8139 | Non-Lead - Copper | No | Between 1989 and 2014 |  | Non-Lead - Plastic | Between 1989 and 2014 |  | Non-Lead | No | No |  | Single Family Residence | No | No | No | Tier 5
16196871 | 276 | Bonanza Street | Kyle | 78640 | Ranch at Porter Cr. | 29.9797 | -97.8161 | Non-Lead - Copper | No | Between 1989 and 2014 |  | Non-Lead - Plastic | Between 1989 and 2014 |  | Non-Lead | No | No |  | Single Family Residence | No | No | No | Tier 5
15881195 | 300 | Bonanza Street | Kyle | 78640 | 7184976, Ranch at Porter Cr. | 29.9801 | -97.815 | Non-Lead - Copper | No | Between 1989 and 2014 |  | Non-Lead - Plastic | Between 1989 and 2014 |  | Non-Lead | No | No |  | Single Family Residence | No | No | No | Tier 5
12642674 | 301 | Bonanza Street | Kyle | 78640 | Ranch at Porter Cr. | 29.9792 | -97.816 | Non-Lead - Copper | No | Between 1989 and 2014 |  | Non-Lead - Plastic | Between 1989 and 2014 |  | Non-Lead | No | No |  | Single Family Residence | No | No | No | Tier 5
12829389 | 318 | Bonanza Street | Kyle | 78640 | Ranch at Porter Cr. | 29.9793 | -97.8166 | Non-Lead - Copper | No | Between 1989 and 2014 |  | Non-Lead - Plastic | Between 1989 and 2014 |  | Non-Lead | No | No |  | Single Family Residence | No | No | No | Tier 5
13335462 | 323 | Bonanza Street | Kyle | 78640 | Ranch at Porter Cr. | 29.979 | -97.8162 | Non-Lead - Copper | No | Between 1989 and 2014 |  | Non-Lead - Plastic | Between 1989 and 2014 |  | Non-Lead | No | No |  | Single Family Residence | No | No | No | Tier 5
12248796 | 334 | Bonanza Street | Kyle | 78640 | Ranch at Porter Cr. | 29.9797 | -97.8154 | Non-Lead - Copper | No | Between 1989 and 2014 |  | Non-Lead - Plastic | Between 1989 and 2014 |  | Non-Lead | No | No |  | Single Family Residence | No | No | No | Tier 5
10298618 | 345 | Bonanza Street | Kyle | 78640 | Ranch at Porter Cr. | 29.9787 | -97.8166 | Non-Lead - Copper | No | Between 1989 and 2014 |  | Non-Lead - Plastic | Between 1989 and 2014 |  | Non-Lead | No | No |  | Single Family Residence | No | No | No | Tier 5
10293510 | 350 | Bonanza Street | Kyle | 78640 | Ranch at Porter Cr. | 29.9795 | -97.8154 | Non-Lead - Copper | No | Between 1989 and 2014 |  | Non-Lead - Plastic | Between 1989 and 2014 |  | Non-Lead | No | No |  | Single Family Residence | No | No | No | Tier 5
16202104 | 367 | Bonanza Street | Kyle | 78640 | Ranch at Porter Cr. | 29.9784 | -97.8168 | Non-Lead - Copper | No | Between 1989 and 2014 |  | Non-Lead - Plastic | Between 1989 and 2014 |  | Non-Lead | No | No |  | Single Family Residence | No | No | No | Tier 5
16207237 | 368 | Bonanza Street | Kyle | 78640 | Ranch at Porter Cr. | 29.9793 | -97.8161 | Non-Lead - Copper | No | Between 1989 and 2014 |  | Non-Lead - Plastic | Between 1989 and 2014 |  | Non-Lead | No | No |  | Single Family Residence | No | No | No | Tier 5
13414447 | 379 | Bonanza Street | Kyle | 78640 | Ranch at Porter Cr. | 29.978 | -97.817 | Non-Lead - Copper | No | Between 1989 and 2014 |  | Non-Lead - Plastic | Between 1989 and 2014 |  | Non-Lead | No | No |  | Single Family Residence | No | No | No | Tier 5
15881013 | 385 | Bonanza Street | Kyle | 78640 | 5427866, Ranch at Porter Cr. | 29.9784 | -97.8161 | Non-Lead - Copper | No | Between 1989 and 2014 |  | Non-Lead - Plastic | Between 1989 and 2014 |  | Non-Lead | No | No |  | Single Family Residence | No | No | No | Tier 5
10026783 | 391 | Bonanza Street | Kyle | 78640 | Ranch at Porter Cr. | 29.9781 | -97.8176 | Non-Lead - Copper | No | Between 1989 and 2014 |  | Non-Lead - Plastic | Between 1989 and 2014 |  | Non-Lead | No | No |  | Single Family Residence | No | No | No | Tier 5
12762973 | 401 | Bonanza Street | Kyle | 78640 | Ranch at Porter Cr. | 29.9783 | -97.8178 | Non-Lead - Copper | No | Between 1989 and 2014 |  | Non-Lead - Plastic | Between 1989 and 2014 |  | Non-Lead | No | No |  | Single Family Residence | No | No | No | Tier 5
10701453 | 417 | Bonanza Street | Kyle | 78640 | Ranch at Porter Cr. | 29.9785 | -97.8181 | Non-Lead - Copper | No | Between 1989 and 2014 |  | Non-Lead - Plastic | Between 1989 and 2014 |  | Non-Lead | No | No |  | Single Family Residence | No | No | No | Tier 5
16229502 | 435 | Bonanza Street | Kyle | 78640 | Ranch at Porter Cr. | 29.9791 | -97.8172 | Non-Lead - Copper | No | Between 1989 and 2014 |  | Non-Lead - Plastic | Between 1989 and 2014 |  | Non-Lead | No | No |  | Single Family Residence | No | No | No | Tier 5
3878063 | 1701 | Cotton Gin Road | Uhland | 78640 | 12734603 | 29.9825 | -97.814 | Non-Lead - Plastic | No | After 2014 |  | Non-Lead - Plastic | After 2014 |  | Non-Lead | No | No |  | Single Family Residence | No | No | No | Tier 5
12485843 | 1635 | Cotton Gin Road | Uhland | 78640 |  | 29.974 | -97.8072 | Non-Lead - Plastic | No | After 2014 |  | Non-Lead - Plastic | After 2014 |  | Non-Lead | No | No |  | Single Family Residence | No | No | No | Tier 5
15675339 | 1601 | Cotton Gin Road | Kyle | 78640 | 15982176 | 29.9855 | -97.8144 | Non-Lead - Plastic | No | After 2014 |  | Non-Lead - Plastic | After 2014 |  | Non-Lead | No | No |  | Single Family Residence | No | No | No | Tier 5
15970624 | 1501 | Cotton Gin Road | Kyle | 78640 | 15989544 | 29.986 | -97.8164 | Non-Lead - Plastic | No | After 2014 |  | Non-Lead - Plastic | After 2014 |  | Non-Lead | No | No |  | Single Family Residence | No | No | No | Tier 5
4735889 | 1500 | Cotton Gin Road | Kyle | 78640 |  | 29.9843 | -97.8181 | Non-Lead - Plastic | No | After 2014 |  | Non-Lead - Plastic | Before 1989 |  | Non-Lead | No | No |  | Single Family Residence | No | No | No | Tier 5
12660406 | 1405 | Cotton Gin Road | Kyle | 78640 |  | 29.9871 | -97.8167 | Non-Lead - Plastic | No | After 2014 |  | Non-Lead - Plastic | After 2014 |  | Non-Lead | No | No |  | Single Family Residence | No | No | No | Tier 5
734074 | 1280 | Cotton Gin Road | Kyle | 78640 |  | 29.9858 | -97.818 | Non-Lead - Plastic | No | After 2014 |  | Non-Lead - Plastic | Between 1989 and 2014 |  | Non-Lead | No | No |  | Single Family Residence | No | No | No | Tier 5
12245841 | 1260 | Cotton Gin Road | Kyle | 78640 |  | 29.9856 | -97.8191 | Non-Lead - Plastic | No | After 2014 |  | Non-Lead - Plastic | Between 1989 and 2014 |  | Non-Lead | No | No |  | Single Family Residence | No | No | No | Tier 5
16233300 | 1401 | Cotton Gin Road | Kyle | 78640 |  | 29.9887 | -97.8154 | Non-Lead - Plastic | No | After 2014 |  | Non-Lead - Plastic | Between 1989 and 2014 |  | Non-Lead | No | No |  | Single Family Residence | No | No | No | Tier 5
12543476 | 1240 | Cotton Gin Road | Kyle | 78640 |  | 29.9862 | -97.8188 | Non-Lead - Plastic | No | After 2014 |  | Non-Lead - Plastic | Between 1989 and 2014 |  | Non-Lead | No | No |  | Single Family Residence | No | No | No | Tier 5
825202 | 1201 | Cotton Gin Road | Kyle | 78640 |  | 29.9876 | -97.818 | Non-Lead - Plastic | No | After 2014 |  | Non-Lead - Plastic | Before 1989 |  | Non-Lead | No | No |  | Single Family Residence | No | No | No | Tier 5
835087 | 1300 | Cotton Gin Road | Kyle | 78640 |  | 29.9851 | -97.8191 | Non-Lead - Plastic | No | After 2014 |  | Non-Lead - Plastic | Between 1989 and 2014 |  | Non-Lead | No | No |  | Single Family Residence | No | No | No | Tier 5
733132 | 1220 | Cotton Gin Road | Kyle | 78640 |  | 29.9861 | -97.8197 | Non-Lead - Plastic | No | After 2014 |  | Non-Lead - Plastic | Between 1989 and 2014 |  | Non-Lead | No | No |  | Single Family Residence | No | No | No | Tier 5
16227492 | 1203 | Cotton Gin Road | Kyle | 78640 |  | 29.9884 | -97.8172 | Non-Lead - Plastic | No | After 2014 |  | Non-Lead - Plastic | Before 1989 |  | Non-Lead | No | No |  | Single Family Residence | No | No | Yes | Tier 5
727532 | 1200 | Cotton Gin Road | Kyle | 78640 |  | 29.9863 | -97.8199 | Non-Lead - Plastic | No | After 2014 |  | Non-Lead - Plastic | Between 1989 and 2014 |  | Non-Lead | No | No |  | Single Family Residence | No | No | No | Tier 5
12253530 | 1140 | Cotton Gin Road | Uhland | 78640 |  | 29.987 | -97.8206 | Non-Lead - Plastic | No | After 2014 |  | Non-Lead - Plastic | Between 1989 and 2014 |  | Non-Lead | No | No |  | Single Family Residence | No | No | No | Tier 5
16154999 | 1160 | Cotton Gin Road | Kyle | 78640 |  | 29.9864 | -97.8207 | Non-Lead - Plastic | No | After 2014 |  | Non-Lead - Plastic | Between 1989 and 2014 |  | Non-Lead | No | No |  | Single Family Residence | No | No | No | Tier 5
12839497 | 185 | Ewald Drive | Kyle | 78640 | Oakmont Est. | 29.9856 | -97.8206 | Non-Lead - Copper | No | Between 1989 and 2014 |  | Non-Lead - Plastic | Between 1989 and 2014 |  | Non-Lead | No | No |  | Single Family Residence | No | No | No | Tier 5
12555924 | 188 | Ewald Drive | Kyle | 78640 | Oakmont Est. | 29.986 | -97.8211 | Non-Lead - Copper | No | Between 1989 and 2014 |  | Non-Lead - Plastic | Between 1989 and 2014 |  | Non-Lead | No | No |  | Single Family Residence | No | No | No | Tier 5
784197 | 209 | Ewald Drive | Kyle | 78640 | Oakmont Est. | 29.9854 | -97.8209 | Non-Lead - Copper | No | Between 1989 and 2014 |  | Non-Lead - Plastic | Between 1989 and 2014 |  | Non-Lead | No | No |  | Single Family Residence | No | No | No | Tier 5
12085692 | 220 | Ewald Drive | Kyle | 78640 | Oakmont Est. | 29.9857 | -97.8215 | Non-Lead - Copper | No | Between 1989 and 2014 |  | Non-Lead - Plastic | Between 1989 and 2014 |  | Non-Lead | No | No |  | Single Family Residence | No | No | No | Tier 5
9458376 | 246 | Ewald Drive | Kyle | 78640 | Oakmont Est. | 29.9854 | -97.8219 | Non-Lead - Copper | No | Between 1989 and 2014 |  | Non-Lead - Plastic | Between 1989 and 2014 |  | Non-Lead | No | No |  | Single Family Residence | No | No | No | Tier 5
12537344 | 262 | Ewald Drive | Kyle | 78640 | Oakmont Est. | 29.9851 | -97.822 | Non-Lead - Copper | No | Between 1989 and 2014 |  | Non-Lead - Plastic | Between 1989 and 2014 |  | Non-Lead | No | No |  | Single Family Residence | No | No | No | Tier 5
10299275 | 278 | Ewald Drive | Kyle | 78640 | Oakmont Est. | 29.9848 | -97.822 | Non-Lead - Copper | No | Between 1989 and 2014 |  | Non-Lead - Plastic | Between 1989 and 2014 |  | Non-Lead | No | No |  | Single Family Residence | No | No | No | Tier 5
10243189 | 292 | Ewald Drive | Kyle | 78640 | Oakmont Est. | 29.9845 | -97.8219 | Non-Lead - Copper | No | Between 1989 and 2014 |  | Non-Lead - Plastic | Between 1989 and 2014 |  | Non-Lead | No | No |  | Single Family Residence | No | No | No | Tier 5
10716754 | 293 | Ewald Drive | Kyle | 78640 | Oakmont Est. | 29.985 | -97.8212 | Non-Lead - Copper | No | Between 1989 and 2014 |  | Non-Lead - Plastic | Between 1989 and 2014 |  | Non-Lead | No | No |  | Single Family Residence | No | No | No | Tier 5
10433851 | 320 | Ewald Drive | Kyle | 78640 | Oakmont Est. | 29.9841 | -97.8215 | Non-Lead - Copper | No | Between 1989 and 2014 |  | Non-Lead - Plastic | Between 1989 and 2014 |  | Non-Lead | No | No |  | Single Family Residence | No | No | No | Tier 5
726861 | 321 | Ewald Drive | Kyle | 78640 | Oakmont Est. | 29.9845 | -97.821 | Non-Lead - Copper | No | Between 1989 and 2014 |  | Non-Lead - Plastic | Between 1989 and 2014 |  | Non-Lead | No | No |  | Single Family Residence | No | No | No | Tier 5
10271301 | 350 | Ewald Drive | Kyle | 78640 | Oakmont Est. | 29.9838 | -97.8212 | Non-Lead - Copper | No | Between 1989 and 2014 |  | Non-Lead - Plastic | Between 1989 and 2014 |  | Non-Lead | No | No |  | Single Family Residence | No | No | No | Tier 5
736035 | 351 | Ewald Drive | Kyle | 78640 | Oakmont Est. | 29.9842 | -97.8206 | Non-Lead - Copper | No | Between 1989 and 2014 |  | Non-Lead - Plastic | Between 1989 and 2014 |  | Non-Lead | No | No |  | Single Family Residence | No | No | No | Tier 5
12830989 | 376 | Ewald Drive | Kyle | 78640 | Oakmont Est. | 29.9835 | -97.8207 | Non-Lead - Copper | No | Between 1989 and 2014 |  | Non-Lead - Plastic | Between 1989 and 2014 |  | Non-Lead | No | No |  | Single Family Residence | No | No | No | Tier 5
12866076 | 392 | Ewald Drive | Kyle | 78640 | Oakmont Est. | 29.9834 | -97.8204 | Non-Lead - Copper | No | Between 1989 and 2014 |  | Non-Lead - Plastic | Between 1989 and 2014 |  | Non-Lead | No | No |  | Single Family Residence | No | No | No | Tier 5
12252086 | 406 | Ewald Drive | Kyle | 78640 | Oakmont Est. | 29.9834 | -97.8201 | Non-Lead - Copper | No | Between 1989 and 2014 |  | Non-Lead - Plastic | Between 1989 and 2014 |  | Non-Lead | No | No |  | Single Family Residence | No | No | No | Tier 5
15597446 | 420 | Ewald Drive | Kyle | 78640 | 5748751, Oakmont Est. | 29.9835 | -97.8198 | Non-Lead - Copper | No | Between 1989 and 2014 |  | Non-Lead - Plastic | Between 1989 and 2014 |  | Non-Lead | No | No |  | Single Family Residence | No | No | No | Tier 5
15771713 | 433 | Ewald Drive | Kyle | 78640 | Oakmont Est. | 29.984 | -97.8201 | Non-Lead - Copper | No | Between 1989 and 2014 |  | Non-Lead - Plastic | Between 1989 and 2014 |  | Non-Lead | No | No |  | Single Family Residence | No | No | No | Tier 5
15598890 | 444 | Ewald Drive | Kyle | 78640 | 11117722, Oakmont Est. | 29.9838 | -97.8194 | Non-Lead - Copper | No | Between 1989 and 2014 |  | Non-Lead - Plastic | Between 1989 and 2014 |  | Non-Lead | No | No |  | Single Family Residence | No | No | No | Tier 5
9392030 | 463 | Ewald Drive | Kyle | 78640 | Oakmont Est. | 29.9844 | -97.8197 | Non-Lead - Copper | No | Between 1989 and 2014 |  | Non-Lead - Plastic | Between 1989 and 2014 |  | Non-Lead | No | No |  | Single Family Residence | No | No | No | Tier 5
804559 | 476 | Ewald Drive Front Hm | Kyle | 78640 | Oakmont Est. | 29.9841 | -97.8191 | Non-Lead - Copper | No | Between 1989 and 2014 |  | Non-Lead - Plastic | Between 1989 and 2014 |  | Non-Lead | No | No |  | Single Family Residence | No | No | No | Tier 5
10701581 | 476 | Ewald Drive (Back Hm) | kyle | 78640 | Oakmont Est. | 29.9839 | -97.8186 | Non-Lead - Copper | No | Between 1989 and 2014 |  | Non-Lead - Plastic | Between 1989 and 2014 |  | Non-Lead | No | No |  | Single Family Residence | No | No | No | Tier 5
12717519 | 485 | Ewald Drive | Kyle | 78640 | Oakmont Est. | 29.9846 | -97.8194 | Non-Lead - Copper | No | Between 1989 and 2014 |  | Non-Lead - Plastic | Between 1989 and 2014 |  | Non-Lead | No | No |  | Single Family Residence | No | No | No | Tier 5
12666465 | 37 | A Dairy Road | Uhland | 78640 |  | 29.9743 | -97.8113 | Non-Lead - Copper | No | Before 1989 |  | Non-Lead - Plastic | Before 1989 |  | Non-Lead | No | No |  | Single Family Residence | No | No | Yes | Tier 5
10240805 | 37 | B Dairy Road | Uhland | 78640 |  | 29.9742 | -97.8115 | Non-Lead - Copper | No | Before 1989 |  | Non-Lead - Plastic | Before 1989 |  | Non-Lead | No | No |  | Single Family Residence | No | No | No | Tier 5
16101940 | 39 | Dairy Road | Uhland | 78640 |  | 29.9729 | -97.8128 | Non-Lead - Copper | No | Before 1989 |  | Non-Lead - Plastic | Before 1989 |  | Non-Lead | No | No |  | Single Family Residence | No | No | No | Tier 5
12863151 | 57 | Dairy Road | Uhland | 78640 |  | 29.9721 | -97.8143 | Non-Lead - Copper | No | Before 1989 |  | Non-Lead - Plastic | Before 1989 |  | Non-Lead | No | No |  | Single Family Residence | No | No | No | Tier 5
10084599 | 67 | Dairy Road | Uhland | 78640 |  | 29.9705 | -97.816 | Non-Lead - Copper | No | Before 1989 |  | Non-Lead - Copper | Before 1989 |  | Non-Lead | No | No |  | Single Family Residence | No | No | Yes | Tier 5
16406076 | 910 | D Bunton Lane | Uhland | 78640 |  | 29.9717 | -97.8227 | Non-Lead - Copper | No | Before 1989 |  | Non-Lead - Plastic | Before 1989 |  | Non-Lead | No | No |  | Single Family Residence | No | No | No | Tier 5
771487 | 910 | B Bunton Lane | Uhland | 78640 |  | 29.9717 | -97.8227 | Non-Lead - Copper | No | Before 1989 |  | Non-Lead - Plastic | Before 1989 |  | Non-Lead | No | No |  | Single Family Residence | No | No | No | Tier 5
12151913 | 910 | A Bunton Lane | Uhland | 78640 |  | 29.9717 | -97.8227 | Non-Lead - Copper | No | Before 1989 |  | Non-Lead - Plastic | Before 1989 |  | Non-Lead | No | No |  | Single Family Residence | No | No | No | Tier 5
12586727 | 910 | E Bunton Ln Farm | Uhland | 78640 |  | 29.9717 | -97.8227 | Non-Lead - Copper | No | Before 1989 |  | Non-Lead - Plastic | Before 1989 |  | Non-Lead | No | No |  | Single Family Residence | No | No | No | Tier 5
13315913 | Bunton | Lane Center Meter | Uhland | 78640 |  | 29.9726 | -97.8214 | Non-Lead - Copper | No | Before 1989 |  | Non-Lead - Plastic | Before 1989 |  | Non-Lead | No | No |  | Single Family Residence | No | No | No | Tier 5
9787099 | 888 | Bunton Lane | Uhland | 78640 | 16386514 | 29.9737 | -97.8214 | Non-Lead - Copper | No | Before 1989 |  | Non-Lead - Plastic | Before 1989 |  | Non-Lead | No | No |  | Single Family Residence | No | No | No | Tier 5
9753776 | 858 | Bunton Lane | Uhland | 78640 | 11389680 | 29.9742 | -97.822 | Non-Lead - Copper | No | Before 1989 |  | Non-Lead - Plastic | Before 1989 |  | Non-Lead | No | No |  | Single Family Residence | No | No | No | Tier 5
15872115 | 814 | Bunton Lane | Kyle | 78640 | 12233589 | 29.9748 | -97.8232 | Non-Lead - Copper | No | Before 1989 |  | Non-Lead - Copper | Before 1989 |  | Non-Lead | No | Don't Know |  | Single Family Residence | No | No | Yes | Tier 5
7043662 | 767 | Bunton Lane | Uhland | 78640 |  | 29.9812 | -97.8261 | Non-Lead - Copper | No | Before 1989 |  | Non-Lead - Plastic | Before 1989 |  | Non-Lead | No | No |  | Single Family Residence | No | No | No | Tier 5
11109941 | 800 | Bunton Lane | Kyle | 78640 |  | 29.9742 | -97.8253 | Non-Lead - Copper | No | Before 1989 |  | Non-Lead - Plastic | Before 1989 |  | Non-Lead | No | No |  | Single Family Residence | No | No | No | Tier 5
12827990 | 757 | Bunton Lane | Uhland | 78640 |  | 29.9803 | -97.8271 | Non-Lead - Copper | No | Before 1989 |  | Non-Lead - Plastic | Before 1989 |  | Non-Lead | No | No |  | Single Family Residence | No | No | No | Tier 5
685172 | 757 #2 | Bunton Lane | Uhland | 78640 |  | 29.9807 | -97.8272 | Non-Lead - Copper | No | Before 1989 |  | Non-Lead - Plastic | Before 1989 |  | Non-Lead | No | No |  | Single Family Residence | No | No | No | Tier 5
12583205 | Entry | Irrigation | Uhland | 78640 | Bunton Reserve | 29.9822 | -97.8304 | Non-Lead - Plastic | No | After 2014 |  | Non-Lead - Plastic | After 2014 |  | Non-Lead | No | No |  | Single Family Residence | No | No | No | Tier 5
12982477 | 100 | Satsuma Lane | Kyle | 78640 | Bunton Reserve | 29.9751 | -97.8414 | Non-Lead - Plastic | No | After 2014 |  | Non-Lead - Plastic | After 2014 |  | Non-Lead | No | No |  | Single Family Residence | No | No | No | Tier 5
799520 | 110 | Satsuma Lane | Kyle | 78640 | Bunton Reserve | 29.975 | -97.8412 | Non-Lead - Plastic | No | After 2014 |  | Non-Lead - Plastic | After 2014 |  | Non-Lead | No | No |  | Single Family Residence | No | No | No | Tier 5
12955861 | 120 | Satsuma Lane | Kyle | 78640 | Bunton Reserve | 29.9749 | -97.8411 | Non-Lead - Plastic | No | After 2014 |  | Non-Lead - Plastic | After 2014 |  | Non-Lead | No | No |  | Single Family Residence | No | No | No | Tier 5
12926259 | 130 | Satsuma Lane | Kyle | 78640 | Bunton Reserve | 29.9748 | -97.841 | Non-Lead - Plastic | No | After 2014 |  | Non-Lead - Plastic | After 2014 |  | Non-Lead | No | No |  | Single Family Residence | No | No | No | Tier 5
12918006 | 141 | Satsuma Lane | Kyle | 78640 | Bunton Reserve | 29.9752 | -97.8405 | Non-Lead - Plastic | No | After 2014 |  | Non-Lead - Plastic | After 2014 |  | Non-Lead | No | No |  | Single Family Residence | No | No | No | Tier 5
12921899 | 140 | Satsuma Lane | Kyle | 78640 | Bunton Reserve | 29.9748 | -97.8408 | Non-Lead - Plastic | No | After 2014 |  | Non-Lead - Plastic | After 2014 |  | Non-Lead | No | No |  | Single Family Residence | No | No | No | Tier 5
12920858 | 151 | Satsuma Lane | Kyle | 78640 | Bunton Reserve | 29.9751 | -97.8404 | Non-Lead - Plastic | No | After 2014 |  | Non-Lead - Plastic | After 2014 |  | Non-Lead | No | No |  | Single Family Residence | No | No | No | Tier 5
12919916 | 150 | Satsuma Lane | Kyle | 78640 | Bunton Reserve | 29.9747 | -97.8407 | Non-Lead - Plastic | No | After 2014 |  | Non-Lead - Plastic | After 2014 |  | Non-Lead | No | No |  | Single Family Residence | No | No | No | Tier 5
696439 | 161 | Satsuma Lane | Kyle | 78640 | Bunton Reserve | 29.975 | -97.8403 | Non-Lead - Plastic | No | After 2014 |  | Non-Lead - Plastic | After 2014 |  | Non-Lead | No | No |  | Single Family Residence | No | No | No | Tier 5
9661885 | 160 | Satsuma Lane | Kyle | 78640 | 12815724, Bunton Reserve | 29.9746 | -97.8406 | Non-Lead - Plastic | No | After 2014 |  | Non-Lead - Plastic | After 2014 |  | Non-Lead | No | No |  | Single Family Residence | No | No | No | Tier 5
707098 | 171 | Satsuma Lane | Kyle | 78640 | Bunton Reserve | 29.9749 | -97.8401 | Non-Lead - Plastic | No | After 2014 |  | Non-Lead - Plastic | After 2014 |  | Non-Lead | No | No |  | Single Family Residence | No | No | No | Tier 5
12919271 | 170 | Satsuma Lane | Kyle | 78640 | Bunton Reserve | 29.9745 | -97.8404 | Non-Lead - Plastic | No | After 2014 |  | Non-Lead - Plastic | After 2014 |  | Non-Lead | No | No |  | Single Family Residence | No | No | No | Tier 5
12826709 | 181 | Satsuma Lane | Kyle | 78640 | Bunton Reserve | 29.9748 | -97.84 | Non-Lead - Plastic | No | After 2014 |  | Non-Lead - Plastic | After 2014 |  | Non-Lead | No | No |  | Single Family Residence | No | No | No | Tier 5
701671 | 180 | Satsuma Lane | Kyle | 78640 | Bunton Reserve | 29.9744 | -97.8403 | Non-Lead - Plastic | No | After 2014 |  | Non-Lead - Plastic | After 2014 |  | Non-Lead | No | No |  | Single Family Residence | No | No | No | Tier 5
12827660 | 191 | Satsuma Lane | Kyle | 78640 | Bunton Reserve | 29.9747 | -97.8399 | Non-Lead - Plastic | No | After 2014 |  | Non-Lead - Plastic | After 2014 |  | Non-Lead | No | No |  | Single Family Residence | No | No | No | Tier 5
710312 | 190 | Satsuma Lane | Kyle | 78640 | Bunton Reserve | 29.9743 | -97.8402 | Non-Lead - Plastic | No | After 2014 |  | Non-Lead - Plastic | After 2014 |  | Non-Lead | No | No |  | Single Family Residence | No | No | No | Tier 5
709248 | 201 | Satsuma Lane | Kyle | 78640 | Bunton Reserve | 29.9746 | -97.8397 | Non-Lead - Plastic | No | After 2014 |  | Non-Lead - Plastic | After 2014 |  | Non-Lead | No | No |  | Single Family Residence | No | No | No | Tier 5
711052 | 200 | Satsuma Lane | Kyle | 78640 | Bunton Reserve | 29.9742 | -97.84 | Non-Lead - Plastic | No | After 2014 |  | Non-Lead - Plastic | After 2014 |  | Non-Lead | No | No |  | Single Family Residence | No | No | No | Tier 5
709582 | 211 | Satsuma Lane | Kyle | 78640 | Bunton Reserve | 29.9745 | -97.8396 | Non-Lead - Plastic | No | After 2014 |  | Non-Lead - Plastic | After 2014 |  | Non-Lead | No | No |  | Single Family Residence | No | No | No | Tier 5
711053 | 210 | Satsuma Lane | Kyle | 78640 | Bunton Reserve | 29.9741 | -97.8399 | Non-Lead - Plastic | No | After 2014 |  | Non-Lead - Plastic | After 2014 |  | Non-Lead | No | No |  | Single Family Residence | No | No | No | Tier 5
12713223 | 420 | Seneca Loop | Kyle | 78640 | Bunton Reserve | 29.9748 | -97.8392 | Non-Lead - Plastic | No | After 2014 |  | Non-Lead - Plastic | After 2014 |  | Non-Lead | No | No |  | Single Family Residence | No | No | No | Tier 5
12715740 | 410 | Seneca Loop | Kyle | 78640 | Bunton Reserve | 29.9749 | -97.8394 | Non-Lead - Plastic | No | After 2014 |  | Non-Lead - Plastic | After 2014 |  | Non-Lead | No | No |  | Single Family Residence | No | No | No | Tier 5
12713011 | 400 | Seneca Loop | Kyle | 78640 | Bunton Reserve | 29.975 | -97.8395 | Non-Lead - Plastic | No | After 2014 |  | Non-Lead - Plastic | After 2014 |  | Non-Lead | No | No |  | Single Family Residence | No | No | No | Tier 5
12713220 | 390 | Seneca Loop | Kyle | 78640 | Bunton Reserve | 29.9751 | -97.8396 | Non-Lead - Plastic | No | After 2014 |  | Non-Lead - Plastic | After 2014 |  | Non-Lead | No | No |  | Single Family Residence | No | No | No | Tier 5
12714251 | 380 | Seneca Loop | Kyle | 78640 | Bunton Reserve | 29.9752 | -97.8397 | Non-Lead - Plastic | No | After 2014 |  | Non-Lead - Plastic | After 2014 |  | Non-Lead | No | No |  | Single Family Residence | No | No | No | Tier 5
12713664 | 370 | Seneca Loop | Kyle | 78640 | Bunton Reserve | 29.9753 | -97.8399 | Non-Lead - Plastic | No | After 2014 |  | Non-Lead - Plastic | After 2014 |  | Non-Lead | No | No |  | Single Family Residence | No | No | No | Tier 5
12711215 | 360 | Seneca Loop | Kyle | 78640 | Bunton Reserve | 29.9755 | -97.84 | Non-Lead - Plastic | No | After 2014 |  | Non-Lead - Plastic | After 2014 |  | Non-Lead | No | No |  | Single Family Residence | No | No | No | Tier 5
12715585 | 350 | Seneca Loop | Kyle | 78640 | Bunton Reserve | 29.9757 | -97.8398 | Non-Lead - Plastic | No | After 2014 |  | Non-Lead - Plastic | After 2014 |  | Non-Lead | No | No |  | Single Family Residence | No | No | No | Tier 5
12713059 | 341 | Seneca Loop | Kyle | 78640 | Bunton Reserve | 29.9755 | -97.8392 | Non-Lead - Plastic | No | After 2014 |  | Non-Lead - Plastic | After 2014 |  | Non-Lead | No | No |  | Single Family Residence | No | No | No | Tier 5
12714296 | 340 | Seneca Loop | Kyle | 78640 | Bunton Reserve | 29.9758 | -97.8397 | Non-Lead - Plastic | No | After 2014 |  | Non-Lead - Plastic | After 2014 |  | Non-Lead | No | No |  | Single Family Residence | No | No | No | Tier 5
12702657 | 331 | Seneca Loop | Kyle | 78640 | Bunton Reserve | 29.9756 | -97.8391 | Non-Lead - Plastic | No | After 2014 |  | Non-Lead - Plastic | After 2014 |  | Non-Lead | No | No |  | Single Family Residence | No | No | No | Tier 5
12714252 | 330 | Seneca Loop | Kyle | 78640 | Bunton Reserve | 29.9759 | -97.8395 | Non-Lead - Plastic | No | After 2014 |  | Non-Lead - Plastic | After 2014 |  | Non-Lead | No | No |  | Single Family Residence | No | No | No | Tier 5
12717875 | 321 | Seneca Loop | Kyle | 78640 | Bunton Reserve | 29.9757 | -97.839 | Non-Lead - Plastic | No | After 2014 |  | Non-Lead - Plastic | After 2014 |  | Non-Lead | No | No |  | Single Family Residence | No | No | No | Tier 5
12713976 | 320 | Seneca Loop | Kyle | 78640 | Bunton Reserve | 29.976 | -97.8394 | Non-Lead - Plastic | No | After 2014 |  | Non-Lead - Plastic | After 2014 |  | Non-Lead | No | No |  | Single Family Residence | No | No | No | Tier 5
12711725 | 311 | Seneca Loop | Kyle | 78640 | Bunton Reserve | 29.9758 | -97.839 | Non-Lead - Plastic | No | After 2014 |  | Non-Lead - Plastic | After 2014 |  | Non-Lead | No | No |  | Single Family Residence | No | No | No | Tier 5
12711840 | 310 | Seneca Loop | Kyle | 78640 | Bunton Reserve | 29.9761 | -97.8393 | Non-Lead - Plastic | No | After 2014 |  | Non-Lead - Plastic | After 2014 |  | Non-Lead | No | No |  | Single Family Residence | No | No | No | Tier 5
12713240 | 301 | Seneca Loop | Kyle | 78640 | Bunton Reserve | 29.976 | -97.8387 | Non-Lead - Plastic | No | After 2014 |  | Non-Lead - Plastic | After 2014 |  | Non-Lead | No | No |  | Single Family Residence | No | No | No | Tier 5
12549140 | 300 | Seneca Loop | Kyle | 78640 | Bunton Reserve | 29.9762 | -97.8392 | Non-Lead - Plastic | No | After 2014 |  | Non-Lead - Plastic | After 2014 |  | Non-Lead | No | No |  | Single Family Residence | No | No | No | Tier 5
12642648 | 291 | Seneca Loop | Kyle | 78640 | Bunton Reserve | 29.976 | -97.8387 | Non-Lead - Plastic | No | After 2014 |  | Non-Lead - Plastic | After 2014 |  | Non-Lead | No | No |  | Single Family Residence | No | No | No | Tier 5
12714342 | 290 | Seneca Loop | Kyle | 78640 | Bunton Reserve | 29.9763 | -97.8391 | Non-Lead - Plastic | No | After 2014 |  | Non-Lead - Plastic | After 2014 |  | Non-Lead | No | No |  | Single Family Residence | No | No | No | Tier 5
15599086 | 281 | Seneca Loop | Kyle | 78640 | 12715725, Bunton Reserve | 29.9761 | -97.8386 | Non-Lead - Plastic | No | After 2014 |  | Non-Lead - Plastic | After 2014 |  | Non-Lead | No | No |  | Single Family Residence | No | No | No | Tier 5
12714320 | 278 | Seneca Loop | Kyle | 78640 | Bunton Reserve | 29.9764 | -97.8389 | Non-Lead - Plastic | No | After 2014 |  | Non-Lead - Plastic | After 2014 |  | Non-Lead | No | No |  | Single Family Residence | No | No | No | Tier 5
12685062 | 269 | Seneca Loop | Kyle | 78640 | Bunton Reserve | 29.9762 | -97.8385 | Non-Lead - Plastic | No | After 2014 |  | Non-Lead - Plastic | After 2014 |  | Non-Lead | No | No |  | Single Family Residence | No | No | No | Tier 5
9384574 | 257 | Seneca Loop | Kyle | 78640 | Bunton Reserve | 29.9763 | -97.8383 | Non-Lead - Plastic | No | After 2014 |  | Non-Lead - Plastic | After 2014 |  | Non-Lead | No | No |  | Single Family Residence | No | No | No | Tier 5
9382240 | 250 | Seneca Loop | Kyle | 78640 | Bunton Reserve | 29.9767 | -97.8386 | Non-Lead - Plastic | No | After 2014 |  | Non-Lead - Plastic | After 2014 |  | Non-Lead | No | No |  | Single Family Residence | No | No | No | Tier 5
9383766 | 247 | Seneca Loop | Kyle | 78640 | Bunton Reserve | 29.9764 | -97.8382 | Non-Lead - Plastic | No | After 2014 |  | Non-Lead - Plastic | After 2014 |  | Non-Lead | No | No |  | Single Family Residence | No | No | No | Tier 5
9383232 | 240 | Seneca Loop | Kyle | 78640 | Bunton Reserve | 29.9768 | -97.8385 | Non-Lead - Plastic | No | After 2014 |  | Non-Lead - Plastic | After 2014 |  | Non-Lead | No | No |  | Single Family Residence | No | No | No | Tier 5
9399857 | 237 | Seneca Loop | Kyle | 78640 | Bunton Reserve | 29.9766 | -97.838 | Non-Lead - Plastic | No | After 2014 |  | Non-Lead - Plastic | After 2014 |  | Non-Lead | No | No |  | Single Family Residence | No | No | No | Tier 5
9629812 | 230 | Seneca Loop | Kyle | 78640 | Bunton Reserve | 29.9769 | -97.8384 | Non-Lead - Plastic | No | After 2014 |  | Non-Lead - Plastic | After 2014 |  | Non-Lead | No | No |  | Single Family Residence | No | No | No | Tier 5
9397134 | 227 | Seneca Loop | Kyle | 78640 | Bunton Reserve | 29.9766 | -97.838 | Non-Lead - Plastic | No | After 2014 |  | Non-Lead - Plastic | After 2014 |  | Non-Lead | No | No |  | Single Family Residence | No | No | No | Tier 5
9628897 | 220 | Seneca Loop | Kyle | 78640 | Bunton Reserve | 29.977 | -97.8383 | Non-Lead - Plastic | No | After 2014 |  | Non-Lead - Plastic | After 2014 |  | Non-Lead | No | No |  | Single Family Residence | No | No | No | Tier 5
9381290 | 217 | Seneca Loop | Kyle | 78640 | Bunton Reserve | 29.9767 | -97.8379 | Non-Lead - Plastic | No | After 2014 |  | Non-Lead - Plastic | After 2014 |  | Non-Lead | No | No |  | Single Family Residence | No | No | No | Tier 5
9380282 | 210 | Seneca Loop | Kyle | 78640 | Bunton Reserve | 29.9771 | -97.8382 | Non-Lead - Plastic | No | After 2014 |  | Non-Lead - Plastic | After 2014 |  | Non-Lead | No | No |  | Single Family Residence | No | No | No | Tier 5
9380663 | 207 | Seneca Loop | Kyle | 78640 | Bunton Reserve | 29.9768 | -97.8377 | Non-Lead - Plastic | No | After 2014 |  | Non-Lead - Plastic | After 2014 |  | Non-Lead | No | No |  | Single Family Residence | No | No | No | Tier 5
9381424 | 200 | Seneca Loop | Kyle | 78640 | Bunton Reserve | 29.9772 | -97.8381 | Non-Lead - Plastic | No | After 2014 |  | Non-Lead - Plastic | After 2014 |  | Non-Lead | No | No |  | Single Family Residence | No | No | No | Tier 5
9381753 | 197 | Seneca Loop | Kyle | 78640 | Bunton Reserve | 29.9769 | -97.8376 | Non-Lead - Plastic | No | After 2014 |  | Non-Lead - Plastic | After 2014 |  | Non-Lead | No | No |  | Single Family Residence | No | No | No | Tier 5
9623568 | 190 | Seneca Loop | Kyle | 78640 | Bunton Reserve | 29.9773 | -97.8379 | Non-Lead - Plastic | No | After 2014 |  | Non-Lead - Plastic | After 2014 |  | Non-Lead | No | No |  | Single Family Residence | No | No | No | Tier 5
9454952 | 187 | Seneca Loop | Kyle | 78640 | Bunton Reserve | 29.977 | -97.8375 | Non-Lead - Plastic | No | After 2014 |  | Non-Lead - Plastic | After 2014 |  | Non-Lead | No | No |  | Single Family Residence | No | No | No | Tier 5
9623651 | 180 | Seneca Loop | Kyle | 78640 | Bunton Reserve | 29.9774 | -97.8379 | Non-Lead - Plastic | No | After 2014 |  | Non-Lead - Plastic | After 2014 |  | Non-Lead | No | No |  | Single Family Residence | No | No | No | Tier 5
9381066 | 177 | Seneca Loop | Kyle | 78640 | Bunton Reserve | 29.9771 | -97.8374 | Non-Lead - Plastic | No | After 2014 |  | Non-Lead - Plastic | After 2014 |  | Non-Lead | No | No |  | Single Family Residence | No | No | No | Tier 5
9629545 | 170 | Seneca Loop | Kyle | 78640 | Bunton Reserve | 29.9776 | -97.8378 | Non-Lead - Plastic | No | After 2014 |  | Non-Lead - Plastic | After 2014 |  | Non-Lead | No | No |  | Single Family Residence | No | No | No | Tier 5
9630287 | 160 | Seneca Loop | Kyle | 78640 | Bunton Reserve | 29.9777 | -97.8376 | Non-Lead - Plastic | No | After 2014 |  | Non-Lead - Plastic | After 2014 |  | Non-Lead | No | No |  | Single Family Residence | No | No | No | Tier 5
9628343 | 154 | Seneca Loop | Kyle | 78640 | Bunton Reserve | 29.9778 | -97.8374 | Non-Lead - Plastic | No | After 2014 |  | Non-Lead - Plastic | After 2014 |  | Non-Lead | No | No |  | Single Family Residence | No | No | No | Tier 5
9641160 | 146 | Seneca Loop | Kyle | 78640 | Bunton Reserve | 29.9777 | -97.8373 | Non-Lead - Plastic | No | After 2014 |  | Non-Lead - Plastic | After 2014 |  | Non-Lead | No | No |  | Single Family Residence | No | No | No | Tier 5
9627582 | 140 | Seneca Loop | Kyle | 78640 | Bunton Reserve | 29.9775 | -97.8371 | Non-Lead - Plastic | No | After 2014 |  | Non-Lead - Plastic | After 2014 |  | Non-Lead | No | No |  | Single Family Residence | No | No | No | Tier 5
9641869 | 130 | Seneca Loop | Kyle | 78640 | Bunton Reserve | 29.9774 | -97.8371 | Non-Lead - Plastic | No | After 2014 |  | Non-Lead - Plastic | After 2014 |  | Non-Lead | No | No |  | Single Family Residence | No | No | No | Tier 5
9642125 | 120 | Seneca Loop | Kyle | 78640 | Bunton Reserve | 29.9773 | -97.8369 | Non-Lead - Plastic | No | After 2014 |  | Non-Lead - Plastic | After 2014 |  | Non-Lead | No | No |  | Single Family Residence | No | No | No | Tier 5
9624837 | 110 | Seneca Loop | Kyle | 78640 | Bunton Reserve | 29.9772 | -97.8368 | Non-Lead - Plastic | No | After 2014 |  | Non-Lead - Plastic | After 2014 |  | Non-Lead | No | No |  | Single Family Residence | No | No | No | Tier 5
9635838 | 100 | Seneca Loop | Kyle | 78640 | Bunton Reserve | 29.9771 | -97.8367 | Non-Lead - Plastic | No | After 2014 |  | Non-Lead - Plastic | After 2014 |  | Non-Lead | No | No |  | Single Family Residence | No | No | No | Tier 5
1417472 | 115 | Bunton Lane | Kyle | 78640 | 10088252, 15571662 | 29.9906 | -97.8386 | Non-Lead - Plastic | No | After 2014 |  | Non-Lead - Copper | After 2014 |  | Non-Lead | No | Don't Know |  | Single Family Residence | No | No | No | Tier 5
13141086 | Hays | Co. Rd. 151 | Uhland | 78640 | Bunton Reserve | 29.9804 | -97.8278 | Non-Lead - Plastic | No | After 2014 |  | Non-Lead - Plastic | After 2014 |  | Non-Lead | No | No |  | Single Family Residence | No | No | No | Tier 5
10451157 | 100 | Isabel Lane | Kyle | 78640 | Bunton Reserve | 29.9775 | -97.8431 | Non-Lead - Plastic | No | After 2014 |  | Non-Lead - Plastic | After 2014 |  | Non-Lead | No | No |  | Single Family Residence | No | No | No | Tier 5
10294002 | 108 | Isabel Lane | Kyle | 78640 | Bunton Reserve | 29.9774 | -97.8431 | Non-Lead - Plastic | No | After 2014 |  | Non-Lead - Plastic | After 2014 |  | Non-Lead | No | No |  | Single Family Residence | No | No | No | Tier 5
10286682 | 116 | Isabel Lane | Kyle | 78640 | Bunton Reserve | 29.9773 | -97.843 | Non-Lead - Plastic | No | After 2014 |  | Non-Lead - Plastic | After 2014 |  | Non-Lead | No | No |  | Single Family Residence | No | No | No | Tier 5
10296156 | 124 | Isabel Lane | Kyle | 78640 | Bunton Reserve | 29.9772 | -97.843 | Non-Lead - Plastic | No | After 2014 |  | Non-Lead - Plastic | After 2014 |  | Non-Lead | No | No |  | Single Family Residence | No | No | No | Tier 5
10286550 | 132 | Isabel Lane | Kyle | 78640 | Bunton Reserve | 29.977 | -97.843 | Non-Lead - Plastic | No | After 2014 |  | Non-Lead - Plastic | After 2014 |  | Non-Lead | No | No |  | Single Family Residence | No | No | No | Tier 5
10715674 | 140 | Isabel Lane | Kyle | 78640 | Bunton Reserve | 29.9769 | -97.8429 | Non-Lead - Plastic | No | After 2014 |  | Non-Lead - Plastic | After 2014 |  | Non-Lead | No | No |  | Single Family Residence | No | No | No | Tier 5
12080445 | 148 | Isabel Lane | Kyle | 78640 | Bunton Reserve | 29.9768 | -97.8429 | Non-Lead - Plastic | No | After 2014 |  | Non-Lead - Plastic | After 2014 |  | Non-Lead | No | No |  | Single Family Residence | No | No | No | Tier 5
1504957 | 200 | Isabel Lane | Kyle | 78640 | 10380252, Bunton Reserve | 29.9763 | -97.8427 | Non-Lead - Plastic | No | After 2014 |  | Non-Lead - Plastic | After 2014 |  | Non-Lead | No | No |  | Single Family Residence | No | No | No | Tier 5
10646481 | 208 | Isabel Lane | Kyle | 78640 | Bunton Reserve | 29.9762 | -97.8426 | Non-Lead - Plastic | No | After 2014 |  | Non-Lead - Plastic | After 2014 |  | Non-Lead | No | No |  | Single Family Residence | No | No | No | Tier 5
10702187 | 216 | Isabel Lane | Kyle | 78640 | Bunton Reserve | 29.9762 | -97.8424 | Non-Lead - Plastic | No | After 2014 |  | Non-Lead - Plastic | After 2014 |  | Non-Lead | No | No |  | Single Family Residence | No | No | No | Tier 5
10669431 | 224 | Isabel Lane | Kyle | 78640 | Bunton Reserve | 29.976 | -97.8424 | Non-Lead - Plastic | No | After 2014 |  | Non-Lead - Plastic | After 2014 |  | Non-Lead | No | No |  | Single Family Residence | No | No | No | Tier 5
10699154 | 232 | Isabel Lane | Kyle | 78640 | Bunton Reserve | 29.976 | -97.8423 | Non-Lead - Plastic | No | After 2014 |  | Non-Lead - Plastic | After 2014 |  | Non-Lead | No | No |  | Single Family Residence | No | No | No | Tier 5
12525531 | 240 | Isabel Lane | Kyle | 78640 | Bunton Reserve | 29.9758 | -97.8422 | Non-Lead - Plastic | No | After 2014 |  | Non-Lead - Plastic | After 2014 |  | Non-Lead | No | No |  | Single Family Residence | No | No | No | Tier 5
10838028 | 248 | Isabel Lane | Kyle | 78640 | Bunton Reserve | 29.9757 | -97.8421 | Non-Lead - Plastic | No | After 2014 |  | Non-Lead - Plastic | After 2014 |  | Non-Lead | No | No |  | Single Family Residence | No | No | No | Tier 5
15992139 | 1127 | Amy Drive | Kyle | 78640 | Bunton Reserve | 29.9825 | -97.8344 | Non-Lead - Plastic | No | After 2014 |  | Non-Lead - Plastic | After 2014 |  | Non-Lead | No | No |  | Single Family Residence | No | No | No | Tier 5
1792607 | 1138 | Amy Drive | Kyle | 78640 | 15989930, Bunton Reserve | 29.9827 | -97.8349 | Non-Lead - Plastic | No | After 2014 |  | Non-Lead - Plastic | After 2014 |  | Non-Lead | No | No |  | Single Family Residence | No | No | No | Tier 5
15989558 | 1139 | Amy Drive | Kyle | 78640 | Bunton Reserve | 29.9823 | -97.8345 | Non-Lead - Plastic | No | After 2014 |  | Non-Lead - Plastic | After 2014 |  | Non-Lead | No | No |  | Single Family Residence | No | No | No | Tier 5
15989925 | 1150 | Amy Drive | Kyle | 78640 | Bunton Reserve | 29.9826 | -97.835 | Non-Lead - Plastic | No | After 2014 |  | Non-Lead - Plastic | After 2014 |  | Non-Lead | No | No |  | Single Family Residence | No | No | No | Tier 5
15996036 | 1151 | Amy Drive | Kyle | 78640 | Bunton Reserve | 29.9822 | -97.8346 | Non-Lead - Plastic | No | After 2014 |  | Non-Lead - Plastic | After 2014 |  | Non-Lead | No | No |  | Single Family Residence | No | No | No | Tier 5
15989893 | 1162 | Amy Drive | Kyle | 78640 | Bunton Reserve | 29.9824 | -97.8351 | Non-Lead - Plastic | No | After 2014 |  | Non-Lead - Plastic | After 2014 |  | Non-Lead | No | No |  | Single Family Residence | No | No | No | Tier 5
15992155 | 1163 | Amy Drive | Kyle | 78640 | Bunton Reserve | 29.9821 | -97.8347 | Non-Lead - Plastic | No | After 2014 |  | Non-Lead - Plastic | After 2014 |  | Non-Lead | No | No |  | Single Family Residence | No | No | No | Tier 5
15991783 | 1174 | Amy Drive | Kyle | 78640 | Bunton Reserve | 29.9823 | -97.8352 | Non-Lead - Plastic | No | After 2014 |  | Non-Lead - Plastic | After 2014 |  | Non-Lead | No | No |  | Single Family Residence | No | No | No | Tier 5
15995125 | 1175 | Amy Drive | Kyle | 78640 | Bunton Reserve | 29.982 | -97.8349 | Non-Lead - Plastic | No | After 2014 |  | Non-Lead - Plastic | After 2014 |  | Non-Lead | No | No |  | Single Family Residence | No | No | No | Tier 5
15989498 | 1186 | Amy Drive | Kyle | 78640 | Bunton Reserve | 29.9823 | -97.8353 | Non-Lead - Plastic | No | After 2014 |  | Non-Lead - Plastic | After 2014 |  | Non-Lead | No | No |  | Single Family Residence | No | No | No | Tier 5
15992137 | 1187 | Amy Drive | Kyle | 78640 | Bunton Reserve | 29.9819 | -97.835 | Non-Lead - Plastic | No | After 2014 |  | Non-Lead - Plastic | After 2014 |  | Non-Lead | No | No |  | Single Family Residence | No | No | No | Tier 5
15989961 | 1199 | Amy Drive | Kyle | 78640 | Bunton Reserve | 29.9818 | -97.8352 | Non-Lead - Plastic | No | After 2014 |  | Non-Lead - Plastic | After 2014 |  | Non-Lead | No | No |  | Single Family Residence | No | No | No | Tier 5
15987940 | 1211 | Amy Drive | Kyle | 78640 | Bunton Reserve | 29.9816 | -97.8353 | Non-Lead - Plastic | No | After 2014 |  | Non-Lead - Plastic | After 2014 |  | Non-Lead | No | No |  | Single Family Residence | No | No | No | Tier 5
15989896 | 1223 | Amy Drive | Kyle | 78640 | Bunton Reserve | 29.9815 | -97.8354 | Non-Lead - Plastic | No | After 2014 |  | Non-Lead - Plastic | After 2014 |  | Non-Lead | No | No |  | Single Family Residence | No | No | No | Tier 5
1432197 | 1226 | Amy Drive | Kyle | 78640 | 15989966, Bunton Reserve | 29.9818 | -97.8359 | Non-Lead - Plastic | No | After 2014 |  | Non-Lead - Plastic | After 2014 |  | Non-Lead | No | No |  | Single Family Residence | No | No | No | Tier 5
15991272 | 1238 | Amy Drive | Kyle | 78640 | Bunton Reserve | 29.9816 | -97.836 | Non-Lead - Plastic | No | After 2014 |  | Non-Lead - Plastic | After 2014 |  | Non-Lead | No | No |  | Single Family Residence | No | No | No | Tier 5
9463512 | 1250 | Amy Drive | Kyle | 78640 | Bunton Reserve | 29.9815 | -97.8361 | Non-Lead - Plastic | No | After 2014 |  | Non-Lead - Plastic | After 2014 |  | Non-Lead | No | No |  | Single Family Residence | No | No | No | Tier 5
15761067 | 1260 | Amy Drive | Kyle | 78640 | Bunton Reserve | 29.9814 | -97.8362 | Non-Lead - Plastic | No | After 2014 |  | Non-Lead - Plastic | After 2014 |  | Non-Lead | No | No |  | Single Family Residence | No | No | No | Tier 5
9638079 | 1261 | Amy Drive | Kyle | 78640 | Bunton Reserve | 29.9811 | -97.8359 | Non-Lead - Plastic | No | After 2014 |  | Non-Lead - Plastic | After 2014 |  | Non-Lead | No | No |  | Single Family Residence | No | No | No | Tier 5
9466389 | 1278 | Amy Drive | Kyle | 78640 | Bunton Reserve | 29.9811 | -97.8365 | Non-Lead - Plastic | No | After 2014 |  | Non-Lead - Plastic | After 2014 |  | Non-Lead | No | No |  | Single Family Residence | No | No | No | Tier 5
9636196 | 1279 | Amy Drive | Kyle | 78640 | Bunton Reserve | 29.9808 | -97.8362 | Non-Lead - Plastic | No | After 2014 |  | Non-Lead - Plastic | After 2014 |  | Non-Lead | No | No |  | Single Family Residence | No | No | No | Tier 5
9553300 | 1286 | Amy Drive | Kyle | 78640 | Bunton Reserve | 29.9811 | -97.8366 | Non-Lead - Plastic | No | After 2014 |  | Non-Lead - Plastic | After 2014 |  | Non-Lead | No | No |  | Single Family Residence | No | No | No | Tier 5
9623387 | 1287 | Amy Drive | Kyle | 78640 | Bunton Reserve | 29.9807 | -97.8362 | Non-Lead - Plastic | No | After 2014 |  | Non-Lead - Plastic | After 2014 |  | Non-Lead | No | No |  | Single Family Residence | No | No | No | Tier 5
15860225 | 1294 | Amy Drive | Kyle | 78640 | Bunton Reserve | 29.981 | -97.8367 | Non-Lead - Plastic | No | After 2014 |  | Non-Lead - Plastic | After 2014 |  | Non-Lead | No | No |  | Single Family Residence | No | No | No | Tier 5
9622391 | 1295 | Amy Drive | Kyle | 78640 | Bunton Reserve | 29.9807 | -97.8364 | Non-Lead - Plastic | No | After 2014 |  | Non-Lead - Plastic | After 2014 |  | Non-Lead | No | No |  | Single Family Residence | No | No | No | Tier 5
833871 | 1302 | Amy Drive | Kyle | 78640 | Bunton Reserve | 29.9808 | -97.8368 | Non-Lead - Plastic | No | After 2014 |  | Non-Lead - Plastic | After 2014 |  | Non-Lead | No | No |  | Single Family Residence | No | No | No | Tier 5
9642283 | 1303 | Amy Drive | Kyle | 78640 | Bunton Reserve | 29.9806 | -97.8365 | Non-Lead - Plastic | No | After 2014 |  | Non-Lead - Plastic | After 2014 |  | Non-Lead | No | No |  | Single Family Residence | No | No | No | Tier 5
9261777 | 1310 | Amy Drive | Kyle | 78640 | Bunton Reserve | 29.9808 | -97.8369 | Non-Lead - Plastic | No | After 2014 |  | Non-Lead - Plastic | After 2014 |  | Non-Lead | No | No |  | Single Family Residence | No | No | No | Tier 5
9642282 | 1311 | Amy Drive | Kyle | 78640 | Bunton Reserve | 29.9805 | -97.8366 | Non-Lead - Plastic | No | After 2014 |  | Non-Lead - Plastic | After 2014 |  | Non-Lead | No | No |  | Single Family Residence | No | No | No | Tier 5
833584 | 1318 | Amy Drive | Kyle | 78640 | Bunton Reserve | 29.9807 | -97.837 | Non-Lead - Plastic | No | After 2014 |  | Non-Lead - Plastic | After 2014 |  | Non-Lead | No | No |  | Single Family Residence | No | No | No | Tier 5
9461867 | 1319 | Amy Drive | Kyle | 78640 | Bunton Reserve | 29.9804 | -97.8366 | Non-Lead - Plastic | No | After 2014 |  | Non-Lead - Plastic | After 2014 |  | Non-Lead | No | No |  | Single Family Residence | No | No | No | Tier 5
9257231 | 1326 | Amy Drive | Kyle | 78640 | Bunton Reserve | 29.9806 | -97.8371 | Non-Lead - Plastic | No | After 2014 |  | Non-Lead - Plastic | After 2014 |  | Non-Lead | No | No |  | Single Family Residence | No | No | No | Tier 5
9465575 | 1327 | Amy Drive | Kyle | 78640 | Bunton Reserve | 29.9803 | -97.8367 | Non-Lead - Plastic | No | After 2014 |  | Non-Lead - Plastic | After 2014 |  | Non-Lead | No | No |  | Single Family Residence | No | No | No | Tier 5
9299953 | 1334 | Amy Drive | Kyle | 78640 | Bunton Reserve | 29.9805 | -97.8372 | Non-Lead - Plastic | No | After 2014 |  | Non-Lead - Plastic | After 2014 |  | Non-Lead | No | No |  | Single Family Residence | No | No | No | Tier 5
15760842 | 1335 | Amy Drive | Kyle | 78640 | Bunton Reserve | 29.9803 | -97.8368 | Non-Lead - Plastic | No | After 2014 |  | Non-Lead - Plastic | After 2014 |  | Non-Lead | No | No |  | Single Family Residence | No | No | No | Tier 5
9398121 | 1342 | Amy Drive | Kyle | 78640 | Bunton Reserve | 29.9805 | -97.8373 | Non-Lead - Plastic | No | After 2014 |  | Non-Lead - Plastic | After 2014 |  | Non-Lead | No | No |  | Single Family Residence | No | No | No | Tier 5
15758975 | 1343 | Amy Drive | Kyle | 78640 | Bunton Reserve | 29.9803 | -97.8368 | Non-Lead - Plastic | No | After 2014 |  | Non-Lead - Plastic | After 2014 |  | Non-Lead | No | No |  | Single Family Residence | No | No | No | Tier 5
9398120 | 1350 | Amy Drive | Kyle | 78640 | Bunton Reserve | 29.9804 | -97.8373 | Non-Lead - Plastic | No | After 2014 |  | Non-Lead - Plastic | After 2014 |  | Non-Lead | No | No |  | Single Family Residence | No | No | No | Tier 5
15753619 | 1351 | Amy Drive | Kyle | 78640 | Bunton Reserve | 29.9802 | -97.8369 | Non-Lead - Plastic | No | After 2014 |  | Non-Lead - Plastic | After 2014 |  | Non-Lead | No | No |  | Single Family Residence | No | No | No | Tier 5
9398962 | 1358 | Amy Drive | Kyle | 78640 | Bunton Reserve | 29.9803 | -97.8375 | Non-Lead - Plastic | No | After 2014 |  | Non-Lead - Plastic | After 2014 |  | Non-Lead | No | No |  | Single Family Residence | No | No | No | Tier 5
15762526 | 1359 | Amy Drive | Kyle | 78640 | Bunton Reserve | 29.98 | -97.8371 | Non-Lead - Plastic | No | After 2014 |  | Non-Lead - Plastic | After 2014 |  | Non-Lead | No | No |  | Single Family Residence | No | No | No | Tier 5
9183834 | 1366 | Amy Drive | Kyle | 78640 | Bunton Reserve | 29.9802 | -97.8375 | Non-Lead - Plastic | No | After 2014 |  | Non-Lead - Plastic | After 2014 |  | Non-Lead | No | No |  | Single Family Residence | No | No | No | Tier 5
9455805 | 1367 | Amy Drive | Kyle | 78640 | 09462496, Bunton Reserve | 29.9799 | -97.8372 | Non-Lead - Plastic | No | After 2014 |  | Non-Lead - Plastic | After 2014 |  | Non-Lead | No | No |  | Single Family Residence | No | No | No | Tier 5
9184746 | 1374 | Amy Drive | Kyle | 78640 | Bunton Reserve | 29.9801 | -97.8377 | Non-Lead - Plastic | No | After 2014 |  | Non-Lead - Plastic | After 2014 |  | Non-Lead | No | No |  | Single Family Residence | No | No | No | Tier 5
9184751 | 1382 | Amy Drive | Kyle | 78640 | Bunton Reserve | 29.9801 | -97.8378 | Non-Lead - Plastic | No | After 2014 |  | Non-Lead - Plastic | After 2014 |  | Non-Lead | No | No |  | Single Family Residence | No | No | No | Tier 5
15754610 | 1383 | Amy Drive | Kyle | 78640 | Bunton Reserve | 29.9797 | -97.8374 | Non-Lead - Plastic | No | After 2014 |  | Non-Lead - Plastic | After 2014 |  | Non-Lead | No | No |  | Single Family Residence | No | No | No | Tier 5
9398974 | 1390 | Amy Drive | Kyle | 78640 | Bunton Reserve | 29.98 | -97.8378 | Non-Lead - Plastic | No | After 2014 |  | Non-Lead - Plastic | After 2014 |  | Non-Lead | No | No |  | Single Family Residence | No | No | No | Tier 5
15784764 | 1391 | Amy Drive | Kyle | 78640 | Bunton Reserve | 29.9797 | -97.8375 | Non-Lead - Plastic | No | After 2014 |  | Non-Lead - Plastic | After 2014 |  | Non-Lead | No | No |  | Single Family Residence | No | No | No | Tier 5
876714 | 1404 | Amy Drive | Kyle | 78640 | Bunton Reserve | 29.9797 | -97.8381 | Non-Lead - Plastic | No | After 2014 |  | Non-Lead - Plastic | After 2014 |  | Non-Lead | No | No |  | Single Family Residence | No | No | No | Tier 5
863399 | 1405 | Amy Drive | Kyle | 78640 | Bunton Reserve | 29.9794 | -97.8378 | Non-Lead - Plastic | No | After 2014 |  | Non-Lead - Plastic | After 2014 |  | Non-Lead | No | No |  | Single Family Residence | No | No | No | Tier 5
876789 | 1412 | Amy Drive | Kyle | 78640 | Bunton Reserve | 29.9796 | -97.8382 | Non-Lead - Plastic | No | After 2014 |  | Non-Lead - Plastic | After 2014 |  | Non-Lead | No | No |  | Single Family Residence | No | No | No | Tier 5
866088 | 1413 | Amy Drive | Kyle | 78640 | Bunton Reserve | 29.9793 | -97.8378 | Non-Lead - Plastic | No | After 2014 |  | Non-Lead - Plastic | After 2014 |  | Non-Lead | No | No |  | Single Family Residence | No | No | No | Tier 5
865072 | 1420 | Amy Drive | Kyle | 78640 | Bunton Reserve | 29.9796 | -97.8382 | Non-Lead - Plastic | No | After 2014 |  | Non-Lead - Plastic | After 2014 |  | Non-Lead | No | No |  | Single Family Residence | No | No | No | Tier 5
9272035 | 1421 | Amy Drive | Kyle | 78640 | Bunton Reserve | 29.9793 | -97.8378 | Non-Lead - Plastic | No | After 2014 |  | Non-Lead - Plastic | After 2014 |  | Non-Lead | No | No |  | Single Family Residence | No | No | No | Tier 5
863406 | 1428 | Amy Drive | Kyle | 78640 | Bunton Reserve | 29.9795 | -97.8383 | Non-Lead - Plastic | No | After 2014 |  | Non-Lead - Plastic | After 2014 |  | Non-Lead | No | No |  | Single Family Residence | No | No | No | Tier 5
837089 | 1429 | Amy Drive | Kyle | 78640 | Bunton Reserve | 29.9792 | -97.8379 | Non-Lead - Plastic | No | After 2014 |  | Non-Lead - Plastic | After 2014 |  | Non-Lead | No | No |  | Single Family Residence | No | No | No | Tier 5
866610 | 1436 | Amy Drive | Kyle | 78640 | Bunton Reserve | 29.9794 | -97.8384 | Non-Lead - Plastic | No | After 2014 |  | Non-Lead - Plastic | After 2014 |  | Non-Lead | No | No |  | Single Family Residence | No | No | No | Tier 5
841739 | 1437 | Amy Drive | Kyle | 78640 | Bunton Reserve | 29.9791 | -97.838 | Non-Lead - Plastic | No | After 2014 |  | Non-Lead - Plastic | After 2014 |  | Non-Lead | No | No |  | Single Family Residence | No | No | No | Tier 5
839777 | 1444 | Amy Drive | Kyle | 78640 | Bunton Reserve | 29.9794 | -97.8384 | Non-Lead - Plastic | No | After 2014 |  | Non-Lead - Plastic | After 2014 |  | Non-Lead | No | No |  | Single Family Residence | No | No | No | Tier 5
866609 | 1445 | Amy Drive | Kyle | 78640 | Bunton Reserve | 29.9791 | -97.8381 | Non-Lead - Plastic | No | After 2014 |  | Non-Lead - Plastic | After 2014 |  | Non-Lead | No | No |  | Single Family Residence | No | No | No | Tier 5
9272029 | 1452 | Amy Drive | Kyle | 78640 | Bunton Reserve | 29.9793 | -97.8386 | Non-Lead - Plastic | No | After 2014 |  | Non-Lead - Plastic | After 2014 |  | Non-Lead | No | No |  | Single Family Residence | No | No | No | Tier 5
837807 | 1453 | Amy Drive | Kyle | 78640 | Bunton Reserve | 29.979 | -97.8382 | Non-Lead - Plastic | No | After 2014 |  | Non-Lead - Plastic | After 2014 |  | Non-Lead | No | No |  | Single Family Residence | No | No | No | Tier 5
875361 | 1460 | Amy Drive | Kyle | 78640 | Bunton Reserve | 29.9792 | -97.8386 | Non-Lead - Plastic | No | After 2014 |  | Non-Lead - Plastic | After 2014 |  | Non-Lead | No | No |  | Single Family Residence | No | No | No | Tier 5
843452 | 1461 | Amy Drive | Kyle | 78640 | Bunton Reserve | 29.9789 | -97.8383 | Non-Lead - Plastic | No | After 2014 |  | Non-Lead - Plastic | After 2014 |  | Non-Lead | No | No |  | Single Family Residence | No | No | No | Tier 5
9264320 | 1468 | Amy Drive | Kyle | 78640 | Bunton Reserve | 29.9791 | -97.8387 | Non-Lead - Plastic | No | After 2014 |  | Non-Lead - Plastic | After 2014 |  | Non-Lead | No | No |  | Single Family Residence | No | No | No | Tier 5
822105 | 1469 | Amy Drive | Kyle | 78640 | Bunton Reserve | 29.9788 | -97.8384 | Non-Lead - Plastic | No | After 2014 |  | Non-Lead - Plastic | After 2014 |  | Non-Lead | No | No |  | Single Family Residence | No | No | No | Tier 5
875417 | 1476 | Amy Drive | Kyle | 78640 | Bunton Reserve | 29.979 | -97.8388 | Non-Lead - Plastic | No | After 2014 |  | Non-Lead - Plastic | After 2014 |  | Non-Lead | No | No |  | Single Family Residence | No | No | No | Tier 5
829867 | 1477 | Amy Drive | Kyle | 78640 | Bunton Reserve | 29.9787 | -97.8385 | Non-Lead - Plastic | No | After 2014 |  | Non-Lead - Plastic | After 2014 |  | Non-Lead | No | No |  | Single Family Residence | No | No | No | Tier 5
833476 | 1484 | Amy Drive | Kyle | 78640 | Bunton Reserve | 29.9789 | -97.8389 | Non-Lead - Plastic | No | After 2014 |  | Non-Lead - Plastic | After 2014 |  | Non-Lead | No | No |  | Single Family Residence | No | No | No | Tier 5
816383 | 1485 | Amy Drive | Kyle | 78640 | Bunton Reserve | 29.9786 | -97.8387 | Non-Lead - Plastic | No | After 2014 |  | Non-Lead - Plastic | After 2014 |  | Non-Lead | No | No |  | Single Family Residence | No | No | No | Tier 5
9248512 | 1492 | Amy Drive | Kyle | 78640 | Bunton Reserve | 29.9789 | -97.839 | Non-Lead - Plastic | No | After 2014 |  | Non-Lead - Plastic | After 2014 |  | Non-Lead | No | No |  | Single Family Residence | No | No | No | Tier 5
816822 | 1493 | Amy Drive | Kyle | 78640 | Bunton Reserve | 29.9786 | -97.8387 | Non-Lead - Plastic | No | After 2014 |  | Non-Lead - Plastic | After 2014 |  | Non-Lead | No | No |  | Single Family Residence | No | No | No | Tier 5
860314 | 1500 | Amy Drive | Kyle | 78640 | Bunton Reserve | 29.9788 | -97.8391 | Non-Lead - Plastic | No | After 2014 |  | Non-Lead - Plastic | After 2014 |  | Non-Lead | No | No |  | Single Family Residence | No | No | No | Tier 5
815502 | 1501 | Amy Drive | Kyle | 78640 | Bunton Reserve | 29.9784 | -97.8388 | Non-Lead - Plastic | No | After 2014 |  | Non-Lead - Plastic | After 2014 |  | Non-Lead | No | No |  | Single Family Residence | No | No | No | Tier 5
9304854 | 1508 | Amy Drive | Kyle | 78640 | Bunton Reserve | 29.9787 | -97.8392 | Non-Lead - Plastic | No | After 2014 |  | Non-Lead - Plastic | After 2014 |  | Non-Lead | No | No |  | Single Family Residence | No | No | No | Tier 5
817610 | 1509 | Amy Drive | Kyle | 78640 | Bunton Reserve | 29.9783 | -97.8389 | Non-Lead - Plastic | No | After 2014 |  | Non-Lead - Plastic | After 2014 |  | Non-Lead | No | No |  | Single Family Residence | No | No | No | Tier 5
857405 | 1516 | Amy Drive | Kyle | 78640 | Bunton Reserve | 29.9786 | -97.8393 | Non-Lead - Plastic | No | After 2014 |  | Non-Lead - Plastic | After 2014 |  | Non-Lead | No | No |  | Single Family Residence | No | No | No | Tier 5
817687 | 1517 | Amy Drive | Kyle | 78640 | Bunton Reserve | 29.9783 | -97.839 | Non-Lead - Plastic | No | After 2014 |  | Non-Lead - Plastic | After 2014 |  | Non-Lead | No | No |  | Single Family Residence | No | No | No | Tier 5
832356 | 1524 | Amy Drive | Kyle | 78640 | Bunton Reserve | 29.9785 | -97.8394 | Non-Lead - Plastic | No | After 2014 |  | Non-Lead - Plastic | After 2014 |  | Non-Lead | No | No |  | Single Family Residence | No | No | No | Tier 5
817668 | 1525 | Amy Drive | Kyle | 78640 | Bunton Reserve | 29.9782 | -97.8391 | Non-Lead - Plastic | No | After 2014 |  | Non-Lead - Plastic | After 2014 |  | Non-Lead | No | No |  | Single Family Residence | No | No | No | Tier 5
851353 | 1532 | Amy Drive | Kyle | 78640 | Bunton Reserve | 29.9785 | -97.8394 | Non-Lead - Plastic | No | After 2014 |  | Non-Lead - Plastic | After 2014 |  | Non-Lead | No | No |  | Single Family Residence | No | No | No | Tier 5
821165 | 1533 | Amy Drive | Kyle | 78640 | Bunton Reserve | 29.9782 | -97.8391 | Non-Lead - Plastic | No | After 2014 |  | Non-Lead - Plastic | After 2014 |  | Non-Lead | No | No |  | Single Family Residence | No | No | No | Tier 5
852235 | 1540 | Amy Drive | Kyle | 78640 | Bunton Reserve | 29.9784 | -97.8396 | Non-Lead - Plastic | No | After 2014 |  | Non-Lead - Plastic | After 2014 |  | Non-Lead | No | No |  | Single Family Residence | No | No | No | Tier 5
815664 | 1541 | Amy Drive | Kyle | 78640 | Bunton Reserve | 29.9781 | -97.8392 | Non-Lead - Plastic | No | After 2014 |  | Non-Lead - Plastic | After 2014 |  | Non-Lead | No | No |  | Single Family Residence | No | No | No | Tier 5
857630 | 1548 | Amy Drive | Kyle | 78640 | Bunton Reserve | 29.9783 | -97.8396 | Non-Lead - Plastic | No | After 2014 |  | Non-Lead - Plastic | After 2014 |  | Non-Lead | No | No |  | Single Family Residence | No | No | No | Tier 5
816496 | 1549 | Amy Drive | Kyle | 78640 | Bunton Reserve | 29.978 | -97.8393 | Non-Lead - Plastic | No | After 2014 |  | Non-Lead - Plastic | After 2014 |  | Non-Lead | No | No |  | Single Family Residence | No | No | No | Tier 5
866028 | 1556 | Amy Drive | Kyle | 78640 | Bunton Reserve | 29.9782 | -97.8397 | Non-Lead - Plastic | No | After 2014 |  | Non-Lead - Plastic | After 2014 |  | Non-Lead | No | No |  | Single Family Residence | No | No | No | Tier 5
804562 | 1557 | Amy Drive | Kyle | 78640 | Bunton Reserve | 29.9778 | -97.8395 | Non-Lead - Plastic | No | After 2014 |  | Non-Lead - Plastic | After 2014 |  | Non-Lead | No | No |  | Single Family Residence | No | No | No | Tier 5
858136 | 1564 | Amy Drive | Kyle | 78640 | Bunton Reserve | 29.9781 | -97.8399 | Non-Lead - Plastic | No | After 2014 |  | Non-Lead - Plastic | After 2014 |  | Non-Lead | No | No |  | Single Family Residence | No | No | No | Tier 5
12979781 | 1565 | Amy Drive | Kyle | 78640 | Bunton Reserve | 29.9778 | -97.8396 | Non-Lead - Plastic | No | After 2014 |  | Non-Lead - Plastic | After 2014 |  | Non-Lead | No | No |  | Single Family Residence | No | No | No | Tier 5
859901 | 1572 | Amy Drive | Kyle | 78640 | Bunton Reserve | 29.978 | -97.84 | Non-Lead - Plastic | No | After 2014 |  | Non-Lead - Plastic | After 2014 |  | Non-Lead | No | No |  | Single Family Residence | No | No | No | Tier 5
12976749 | 1573 | Amy Drive | Kyle | 78640 | Bunton Reserve | 29.9777 | -97.8397 | Non-Lead - Plastic | No | After 2014 |  | Non-Lead - Plastic | After 2014 |  | Non-Lead | No | No |  | Single Family Residence | No | No | No | Tier 5
859586 | 1580 | Amy Drive | Kyle | 78640 | Bunton Reserve | 29.9779 | -97.8401 | Non-Lead - Plastic | No | After 2014 |  | Non-Lead - Plastic | After 2014 |  | Non-Lead | No | No |  | Single Family Residence | No | No | No | Tier 5
758713 | 1581 | Amy Drive | Kyle | 78640 | Bunton Reserve | 29.9776 | -97.8397 | Non-Lead - Plastic | No | After 2014 |  | Non-Lead - Plastic | After 2014 |  | Non-Lead | No | No |  | Single Family Residence | No | No | No | Tier 5
789875 | 1600 | Amy Drive | Kyle | 78640 | Bunton Reserve | 29.9777 | -97.8404 | Non-Lead - Plastic | No | After 2014 |  | Non-Lead - Plastic | After 2014 |  | Non-Lead | No | No |  | Single Family Residence | No | No | No | Tier 5
778904 | 1601 | Amy Drive | Kyle | 78640 | Bunton Reserve | 29.9774 | -97.84 | Non-Lead - Plastic | No | After 2014 |  | Non-Lead - Plastic | After 2014 |  | Non-Lead | No | No |  | Single Family Residence | No | No | No | Tier 5
810302 | 1608 | Amy Drive | Kyle | 78640 | Bunton Reserve | 29.9776 | -97.8405 | Non-Lead - Plastic | No | After 2014 |  | Non-Lead - Plastic | After 2014 |  | Non-Lead | No | No |  | Single Family Residence | No | No | No | Tier 5
12926997 | 1609 | Amy Drive | Kyle | 78640 | Bunton Reserve | 29.9773 | -97.8401 | Non-Lead - Plastic | No | After 2014 |  | Non-Lead - Plastic | After 2014 |  | Non-Lead | No | No |  | Single Family Residence | No | No | No | Tier 5
800341 | 1616 | Amy Drive | Kyle | 78640 | Bunton Reserve | 29.9775 | -97.8405 | Non-Lead - Plastic | No | After 2014 |  | Non-Lead - Plastic | After 2014 |  | Non-Lead | No | No |  | Single Family Residence | No | No | No | Tier 5
12960334 | 1617 | Amy Drive | Kyle | 78640 | Bunton Reserve | 29.9772 | -97.8402 | Non-Lead - Plastic | No | After 2014 |  | Non-Lead - Plastic | After 2014 |  | Non-Lead | No | No |  | Single Family Residence | No | No | No | Tier 5
12949103 | 1624 | Amy Drive | Kyle | 78640 | Bunton Reserve | 29.9774 | -97.8407 | Non-Lead - Plastic | No | After 2014 |  | Non-Lead - Plastic | After 2014 |  | Non-Lead | No | No |  | Single Family Residence | No | No | No | Tier 5
12950627 | 1625 | Amy Drive | Kyle | 78640 | Bunton Reserve | 29.9771 | -97.8403 | Non-Lead - Plastic | No | After 2014 |  | Non-Lead - Plastic | After 2014 |  | Non-Lead | No | No |  | Single Family Residence | No | No | No | Tier 5
795289 | 1632 | Amy Drive | Kyle | 78640 | Bunton Reserve | 29.9773 | -97.8407 | Non-Lead - Plastic | No | After 2014 |  | Non-Lead - Plastic | After 2014 |  | Non-Lead | No | No |  | Single Family Residence | No | No | No | Tier 5
12947170 | 1633 | Amy Drive | Kyle | 78640 | Bunton Reserve | 29.977 | -97.8404 | Non-Lead - Plastic | No | After 2014 |  | Non-Lead - Plastic | After 2014 |  | Non-Lead | No | No |  | Single Family Residence | No | No | No | Tier 5
804558 | 1640 | Amy Drive | Kyle | 78640 | Bunton Reserve | 29.9772 | -97.8408 | Non-Lead - Plastic | No | After 2014 |  | Non-Lead - Plastic | After 2014 |  | Non-Lead | No | No |  | Single Family Residence | No | No | No | Tier 5
12951696 | 1641 | Amy Drive | Kyle | 78640 | Bunton Reserve | 29.977 | -97.8405 | Non-Lead - Plastic | No | After 2014 |  | Non-Lead - Plastic | After 2014 |  | Non-Lead | No | No |  | Single Family Residence | No | No | No | Tier 5
804199 | 1648 | Amy Drive | Kyle | 78640 | Bunton Reserve | 29.9772 | -97.8409 | Non-Lead - Plastic | No | After 2014 |  | Non-Lead - Plastic | After 2014 |  | Non-Lead | No | No |  | Single Family Residence | No | No | No | Tier 5
12949884 | 1649 | Amy Drive | Kyle | 78640 | Bunton Reserve | 29.9769 | -97.8406 | Non-Lead - Plastic | No | After 2014 |  | Non-Lead - Plastic | After 2014 |  | Non-Lead | No | No |  | Single Family Residence | No | No | No | Tier 5
12977105 | 1656 | Amy Drive | Kyle | 78640 | Bunton Reserve | 29.977 | -97.841 | Non-Lead - Plastic | No | After 2014 |  | Non-Lead - Plastic | After 2014 |  | Non-Lead | No | No |  | Single Family Residence | No | No | No | Tier 5
12979827 | 1657 | Amy Drive | Kyle | 78640 | Bunton Reserve | 29.9768 | -97.8406 | Non-Lead - Plastic | No | After 2014 |  | Non-Lead - Plastic | After 2014 |  | Non-Lead | No | No |  | Single Family Residence | No | No | No | Tier 5
12943028 | 1664 | Amy Drive | Kyle | 78640 | Bunton Reserve | 29.977 | -97.8411 | Non-Lead - Plastic | No | After 2014 |  | Non-Lead - Plastic | After 2014 |  | Non-Lead | No | No |  | Single Family Residence | No | No | No | Tier 5
807277 | 1665 | Amy Drive | Kyle | 78640 | Bunton Reserve | 29.9767 | -97.8407 | Non-Lead - Plastic | No | After 2014 |  | Non-Lead - Plastic | After 2014 |  | Non-Lead | No | No |  | Single Family Residence | No | No | No | Tier 5
773841 | 1672 | Amy Drive | Kyle | 78640 | Bunton Reserve | 29.977 | -97.8411 | Non-Lead - Plastic | No | After 2014 |  | Non-Lead - Plastic | After 2014 |  | Non-Lead | No | No |  | Single Family Residence | No | No | No | Tier 5
792603 | 1673 | Amy Drive | Kyle | 78640 | Bunton Reserve | 29.9766 | -97.8408 | Non-Lead - Plastic | No | After 2014 |  | Non-Lead - Plastic | After 2014 |  | Non-Lead | No | No |  | Single Family Residence | No | No | No | Tier 5
10656128 | 1680 | Amy Drive | Kyle | 78640 | Bunton Reserve | 29.9768 | -97.8413 | Non-Lead - Plastic | No | After 2014 |  | Non-Lead - Plastic | After 2014 |  | Non-Lead | No | No |  | Single Family Residence | No | No | No | Tier 5
10700104 | 1681 | Amy Drive | Kyle | 78640 | Bunton Reserve | 29.9765 | -97.8409 | Non-Lead - Plastic | No | After 2014 |  | Non-Lead - Plastic | After 2014 |  | Non-Lead | No | No |  | Single Family Residence | No | No | No | Tier 5
10655417 | 1688 | Amy Drive | Kyle | 78640 | Bunton Reserve | 29.9767 | -97.8414 | Non-Lead - Plastic | No | After 2014 |  | Non-Lead - Plastic | After 2014 |  | Non-Lead | No | No |  | Single Family Residence | No | No | No | Tier 5
10698380 | 1689 | Amy Drive | Kyle | 78640 | Bunton Reserve | 29.9765 | -97.8409 | Non-Lead - Plastic | No | After 2014 |  | Non-Lead - Plastic | After 2014 |  | Non-Lead | No | No |  | Single Family Residence | No | No | No | Tier 5
10698626 | 1696 | Amy Drive | Kyle | 78640 | Bunton Reserve | 29.9766 | -97.8415 | Non-Lead - Plastic | No | After 2014 |  | Non-Lead - Plastic | After 2014 |  | Non-Lead | No | No |  | Single Family Residence | No | No | No | Tier 5
10697936 | 1697 | Amy Drive | Kyle | 78640 | Bunton Reserve | 29.9765 | -97.841 | Non-Lead - Plastic | No | After 2014 |  | Non-Lead - Plastic | After 2014 |  | Non-Lead | No | No |  | Single Family Residence | No | No | No | Tier 5
10757886 | 1704 | Amy Drive | Kyle | 78640 | Bunton Reserve | 29.9766 | -97.8416 | Non-Lead - Plastic | No | After 2014 |  | Non-Lead - Plastic | After 2014 |  | Non-Lead | No | No |  | Single Family Residence | No | No | No | Tier 5
10649951 | 1705 | Amy Drive | Kyle | 78640 | Bunton Reserve | 29.9763 | -97.8409 | Non-Lead - Plastic | No | After 2014 |  | Non-Lead - Plastic | After 2014 |  | Non-Lead | No | No |  | Single Family Residence | No | No | No | Tier 5
10774094 | 1712 | Amy Drive | Kyle | 78640 | Bunton Reserve | 29.9766 | -97.8417 | Non-Lead - Plastic | No | After 2014 |  | Non-Lead - Plastic | After 2014 |  | Non-Lead | No | No |  | Single Family Residence | No | No | No | Tier 5
10385993 | 1713 | Amy Drive | Kyle | 78640 | Bunton Reserve | 29.9762 | -97.8413 | Non-Lead - Plastic | No | After 2014 |  | Non-Lead - Plastic | After 2014 |  | Non-Lead | No | No |  | Single Family Residence | No | No | No | Tier 5
10758600 | 1720 | Amy Drive | Kyle | 78640 | Bunton Reserve | 29.9764 | -97.8418 | Non-Lead - Plastic | No | After 2014 |  | Non-Lead - Plastic | After 2014 |  | Non-Lead | No | No |  | Single Family Residence | No | No | No | Tier 5
9398575 | 1721 | Amy Drive | Kyle | 78640 | Bunton Reserve | 29.9761 | -97.8414 | Non-Lead - Plastic | No | After 2014 |  | Non-Lead - Plastic | After 2014 |  | Non-Lead | No | No |  | Single Family Residence | No | No | No | Tier 5
10756350 | 1728 | Amy Drive | Kyle | 78640 | Bunton Reserve | 29.9763 | -97.8419 | Non-Lead - Plastic | No | After 2014 |  | Non-Lead - Plastic | After 2014 |  | Non-Lead | No | No |  | Single Family Residence | No | No | No | Tier 5
9392622 | 1729 | Amy Drive | Kyle | 78640 | Bunton Reserve | 29.9761 | -97.8414 | Non-Lead - Plastic | No | After 2014 |  | Non-Lead - Plastic | After 2014 |  | Non-Lead | No | No |  | Single Family Residence | No | No | No | Tier 5
10669214 | 1737 | Amy Drive | Kyle | 78640 | Bunton Reserve | 29.9761 | -97.8415 | Non-Lead - Plastic | No | After 2014 |  | Non-Lead - Plastic | After 2014 |  | Non-Lead | No | No |  | Single Family Residence | No | No | No | Tier 5
10663519 | 1745 | Amy Drive | Kyle | 78640 | Bunton Reserve | 29.9758 | -97.8415 | Non-Lead - Plastic | No | After 2014 |  | Non-Lead - Plastic | After 2014 |  | Non-Lead | No | No |  | Single Family Residence | No | No | No | Tier 5
10702182 | 1753 | Amy Drive | Kyle | 78640 | Bunton Reserve | 29.9757 | -97.8417 | Non-Lead - Plastic | No | After 2014 |  | Non-Lead - Plastic | After 2014 |  | Non-Lead | No | No |  | Single Family Residence | No | No | No | Tier 5
10771496 | 1580 | Breanna Lane | Kyle | 78640 | Bunton Reserve | 29.9785 | -97.8408 | Non-Lead - Plastic | No | After 2014 |  | Non-Lead - Plastic | After 2014 |  | Non-Lead | No | No |  | Single Family Residence | No | No | No | Tier 5
10102927 | 1600 | Breanna Lane | Kyle | 78640 | Bunton Reserve | 29.9782 | -97.841 | Non-Lead - Plastic | No | After 2014 |  | Non-Lead - Plastic | After 2014 |  | Non-Lead | No | No |  | Single Family Residence | No | No | No | Tier 5
10128343 | 1608 | Breanna Lane | Kyle | 78640 | Bunton Reserve | 29.9781 | -97.8411 | Non-Lead - Plastic | No | After 2014 |  | Non-Lead - Plastic | After 2014 |  | Non-Lead | No | No |  | Single Family Residence | No | No | No | Tier 5
10103940 | 1616 | Breanna Lane | Kyle | 78640 | Bunton Reserve | 29.978 | -97.8412 | Non-Lead - Plastic | No | After 2014 |  | Non-Lead - Plastic | After 2014 |  | Non-Lead | No | No |  | Single Family Residence | No | No | No | Tier 5
10122481 | 1624 | Breanna Lane | Kyle | 78640 | Bunton Reserve | 29.978 | -97.8413 | Non-Lead - Plastic | No | After 2014 |  | Non-Lead - Plastic | After 2014 |  | Non-Lead | No | No |  | Single Family Residence | No | No | No | Tier 5
10063343 | 1632 | Breanna Lane | Kyle | 78640 | Bunton Reserve | 29.9779 | -97.8414 | Non-Lead - Plastic | No | After 2014 |  | Non-Lead - Plastic | After 2014 |  | Non-Lead | No | No |  | Single Family Residence | No | No | No | Tier 5
10105284 | 1640 | Breanna Lane | Kyle | 78640 | Bunton Reserve | 29.9779 | -97.8415 | Non-Lead - Plastic | No | After 2014 |  | Non-Lead - Plastic | After 2014 |  | Non-Lead | No | No |  | Single Family Residence | No | No | No | Tier 5
10129973 | 1648 | Breanna Lane | Kyle | 78640 | Bunton Reserve | 29.9777 | -97.8416 | Non-Lead - Plastic | No | After 2014 |  | Non-Lead - Plastic | After 2014 |  | Non-Lead | No | No |  | Single Family Residence | No | No | No | Tier 5
1432949 | 1656 | Breanna Lane | Kyle | 78640 | 10125390, Bunton Reserve | 29.9776 | -97.8416 | Non-Lead - Plastic | No | After 2014 |  | Non-Lead - Plastic | After 2014 |  | Non-Lead | No | No |  | Single Family Residence | No | No | No | Tier 5
10110698 | 1664 | Breanna Lane | Kyle | 78640 | Bunton Reserve | 29.9775 | -97.8418 | Non-Lead - Plastic | No | After 2014 |  | Non-Lead - Plastic | After 2014 |  | Non-Lead | No | No |  | Single Family Residence | No | No | No | Tier 5
12084388 | 1672 | Breanna Lane | Kyle | 78640 | Bunton Reserve | 29.9775 | -97.8419 | Non-Lead - Plastic | No | After 2014 |  | Non-Lead - Plastic | After 2014 |  | Non-Lead | No | No |  | Single Family Residence | No | No | No | Tier 5
10257633 | 1680 | Breanna Lane | Kyle | 78640 | Bunton Reserve | 29.9773 | -97.8419 | Non-Lead - Plastic | No | After 2014 |  | Non-Lead - Plastic | After 2014 |  | Non-Lead | No | No |  | Single Family Residence | No | No | No | Tier 5
10381278 | 1688 | Breanna Lane | Kyle | 78640 | Bunton Reserve | 29.9773 | -97.842 | Non-Lead - Plastic | No | After 2014 |  | Non-Lead - Plastic | After 2014 |  | Non-Lead | No | No |  | Single Family Residence | No | No | No | Tier 5
10384408 | 1696 | Breanna Lane | Kyle | 78640 | Bunton Reserve | 29.9772 | -97.8422 | Non-Lead - Plastic | No | After 2014 |  | Non-Lead - Plastic | After 2014 |  | Non-Lead | No | No |  | Single Family Residence | No | No | No | Tier 5
1432651 | 1700 | Breanna Lane | Kyle | 78640 | 10378143, Bunton Reserve | 29.9771 | -97.8422 | Non-Lead - Plastic | No | After 2014 |  | Non-Lead - Plastic | After 2014 |  | Non-Lead | No | No |  | Single Family Residence | No | No | No | Tier 5
1429732 | 1708 | Breanna Lane | Kyle | 78640 | 10380258, Bunton Reserve | 29.977 | -97.8424 | Non-Lead - Plastic | No | After 2014 |  | Non-Lead - Plastic | After 2014 |  | Non-Lead | No | No |  | Single Family Residence | No | No | No | Tier 5
3834916 | 1725 | Breanna Lane | Kyle | 78640 | 10391198, Bunton Reserve | 29.9765 | -97.8422 | Non-Lead - Plastic | No | After 2014 |  | Non-Lead - Plastic | After 2014 |  | Non-Lead | No | No |  | Single Family Residence | No | No | No | Tier 5
1408358 | 1717 | Breanna Lane | Kyle | 78640 | 10149844, Bunton Reserve | 29.9766 | -97.8421 | Non-Lead - Plastic | No | After 2014 |  | Non-Lead - Plastic | After 2014 |  | Non-Lead | No | No |  | Single Family Residence | No | No | No | Tier 5
10158383 | 1709 | Breanna Lane | Kyle | 78640 | Bunton Reserve | 29.9767 | -97.842 | Non-Lead - Plastic | No | After 2014 |  | Non-Lead - Plastic | After 2014 |  | Non-Lead | No | No |  | Single Family Residence | No | No | No | Tier 5
1402653 | 1701 | Breanna Lane | Kyle | 78640 | 10149296, Bunton Reserve | 29.9768 | -97.8419 | Non-Lead - Plastic | No | After 2014 |  | Non-Lead - Plastic | After 2014 |  | Non-Lead | No | No |  | Single Family Residence | No | No | No | Tier 5
12087746 | 1697 | Breanna Lane | Kyle | 78640 | Bunton Reserve | 29.9769 | -97.8418 | Non-Lead - Plastic | No | After 2014 |  | Non-Lead - Plastic | After 2014 |  | Non-Lead | No | No |  | Single Family Residence | No | No | No | Tier 5
10125588 | 1689 | Breanna Lane | Kyle | 78640 | Bunton Reserve | 29.9769 | -97.8417 | Non-Lead - Plastic | No | After 2014 |  | Non-Lead - Plastic | After 2014 |  | Non-Lead | No | No |  | Single Family Residence | No | No | No | Tier 5
10128869 | 1681 | Breanna Lane | Kyle | 78640 | Bunton Reserve | 29.977 | -97.8416 | Non-Lead - Plastic | No | After 2014 |  | Non-Lead - Plastic | After 2014 |  | Non-Lead | No | No |  | Single Family Residence | No | No | No | Tier 5
10174331 | 1673 | Breanna Lane | Kyle | 78640 | Bunton Reserve | 29.9771 | -97.8415 | Non-Lead - Plastic | No | After 2014 |  | Non-Lead - Plastic | After 2014 |  | Non-Lead | No | No |  | Single Family Residence | No | No | No | Tier 5
10171316 | 1665 | Breanna Lane | Kyle | 78640 | Bunton Reserve | 29.9772 | -97.8414 | Non-Lead - Plastic | No | After 2014 |  | Non-Lead - Plastic | After 2014 |  | Non-Lead | No | No |  | Single Family Residence | No | No | No | Tier 5
10170294 | 1657 | Breanna Lane | Kyle | 78640 | Bunton Reserve | 29.9773 | -97.8413 | Non-Lead - Plastic | No | After 2014 |  | Non-Lead - Plastic | After 2014 |  | Non-Lead | No | No |  | Single Family Residence | No | No | No | Tier 5
10168640 | 1649 | Breanna Lane | Kyle | 78640 | Bunton Reserve | 29.9775 | -97.8414 | Non-Lead - Plastic | No | After 2014 |  | Non-Lead - Plastic | After 2014 |  | Non-Lead | No | No |  | Single Family Residence | No | No | No | Tier 5
10106642 | 1641 | Breanna Lane | Kyle | 78640 | Bunton Reserve | 29.9775 | -97.8411 | Non-Lead - Plastic | No | After 2014 |  | Non-Lead - Plastic | After 2014 |  | Non-Lead | No | No |  | Single Family Residence | No | No | No | Tier 5
10124227 | 1633 | Breanna Lane | Kyle | 78640 | Bunton Reserve | 29.9776 | -97.841 | Non-Lead - Plastic | No | After 2014 |  | Non-Lead - Plastic | After 2014 |  | Non-Lead | No | No |  | Single Family Residence | No | No | No | Tier 5
10123505 | 1625 | Breanna Lane | Kyle | 78640 | Bunton Reserve | 29.9776 | -97.8409 | Non-Lead - Plastic | No | After 2014 |  | Non-Lead - Plastic | After 2014 |  | Non-Lead | No | No |  | Single Family Residence | No | No | No | Tier 5
10105600 | 1617 | Breanna Lane | Kyle | 78640 | Bunton Reserve | 29.9777 | -97.8408 | Non-Lead - Plastic | No | After 2014 |  | Non-Lead - Plastic | After 2014 |  | Non-Lead | No | No |  | Single Family Residence | No | No | No | Tier 5
10106658 | 1609 | Breanna Lane | Kyle | 78640 | Bunton Reserve | 29.9778 | -97.8408 | Non-Lead - Plastic | No | After 2014 |  | Non-Lead - Plastic | After 2014 |  | Non-Lead | No | No |  | Single Family Residence | No | No | No | Tier 5
10110550 | 1601 | Breanna Lane | Kyle | 78640 | Bunton Reserve | 29.9779 | -97.8407 | Non-Lead - Plastic | No | After 2014 |  | Non-Lead - Plastic | After 2014 |  | Non-Lead | No | No |  | Single Family Residence | No | No | No | Tier 5
10774359 | 1581 | Breanna Lane | Kyle | 78640 | Bunton Reserve | 29.9781 | -97.8404 | Non-Lead - Plastic | No | After 2014 |  | Non-Lead - Plastic | After 2014 |  | Non-Lead | No | No |  | Single Family Residence | No | No | No | Tier 5
13384314 | 1572 | Breanna Lane | Kyle | 78640 | Bunton Reserve | 29.9786 | -97.8407 | Non-Lead - Plastic | No | After 2014 |  | Non-Lead - Plastic | After 2014 |  | Non-Lead | No | No |  | Single Family Residence | No | No | No | Tier 5
13460737 | 1573 | Breanna Lane | Kyle | 78640 | Bunton Reserve | 29.9782 | -97.8403 | Non-Lead - Plastic | No | After 2014 |  | Non-Lead - Plastic | After 2014 |  | Non-Lead | No | No |  | Single Family Residence | No | No | No | Tier 5
13407151 | 1564 | Breanna Lane | Kyle | 78640 | Bunton Reserve | 29.9786 | -97.8406 | Non-Lead - Plastic | No | After 2014 |  | Non-Lead - Plastic | After 2014 |  | Non-Lead | No | No |  | Single Family Residence | No | No | No | Tier 5
13451931 | 1565 | Breanna Lane | Kyle | 78640 | Bunton Reserve | 29.9783 | -97.8402 | Non-Lead - Plastic | No | After 2014 |  | Non-Lead - Plastic | After 2014 |  | Non-Lead | No | No |  | Single Family Residence | No | No | No | Tier 5
13400139 | 1556 | Breanna Lane | Kyle | 78640 | Bunton Reserve | 29.9787 | -97.8405 | Non-Lead - Plastic | No | After 2014 |  | Non-Lead - Plastic | After 2014 |  | Non-Lead | No | No |  | Single Family Residence | No | No | No | Tier 5
13431170 | 1557 | Breanna Lane | Kyle | 78640 | Bunton Reserve | 29.9784 | -97.8401 | Non-Lead - Plastic | No | After 2014 |  | Non-Lead - Plastic | After 2014 |  | Non-Lead | No | No |  | Single Family Residence | No | No | No | Tier 5
13372160 | 1548 | Breanna Lane | Kyle | 78640 | Bunton Reserve | 29.9788 | -97.8404 | Non-Lead - Plastic | No | After 2014 |  | Non-Lead - Plastic | After 2014 |  | Non-Lead | No | No |  | Single Family Residence | No | No | No | Tier 5
13450914 | 1549 | Breanna Lane | Kyle | 78640 | Bunton Reserve | 29.9785 | -97.84 | Non-Lead - Plastic | No | After 2014 |  | Non-Lead - Plastic | After 2014 |  | Non-Lead | No | No |  | Single Family Residence | No | No | No | Tier 5
13380538 | 1540 | Breanna Lane | Kyle | 78640 | Bunton Reserve | 29.9789 | -97.8404 | Non-Lead - Plastic | No | After 2014 |  | Non-Lead - Plastic | After 2014 |  | Non-Lead | No | No |  | Single Family Residence | No | No | No | Tier 5
13461501 | 1541 | Breanna Lane | Kyle | 78640 | Bunton Reserve | 29.9785 | -97.8399 | Non-Lead - Plastic | No | After 2014 |  | Non-Lead - Plastic | After 2014 |  | Non-Lead | No | No |  | Single Family Residence | No | No | No | Tier 5
13416395 | 1532 | Breanna Lane | Kyle | 78640 | Bunton Reserve | 29.979 | -97.8403 | Non-Lead - Plastic | No | After 2014 |  | Non-Lead - Plastic | After 2014 |  | Non-Lead | No | No |  | Single Family Residence | No | No | No | Tier 5
13495594 | 1533 | Breanna Lane | Kyle | 78640 | Bunton Reserve | 29.9786 | -97.8398 | Non-Lead - Plastic | No | After 2014 |  | Non-Lead - Plastic | After 2014 |  | Non-Lead | No | No |  | Single Family Residence | No | No | No | Tier 5
13376640 | 1524 | Breanna Lane | Kyle | 78640 | Bunton Reserve | 29.979 | -97.8401 | Non-Lead - Plastic | No | After 2014 |  | Non-Lead - Plastic | After 2014 |  | Non-Lead | No | No |  | Single Family Residence | No | No | No | Tier 5
1416768 | 1525 | Breanna Lane | Kyle | 78640 | 13519198, Bunton Reserve | 29.9787 | -97.8398 | Non-Lead - Plastic | No | After 2014 |  | Non-Lead - Plastic | After 2014 |  | Non-Lead | No | No |  | Single Family Residence | No | No | No | Tier 5
13377787 | 1516 | Breanna Lane | Kyle | 78640 | Bunton Reserve | 29.9791 | -97.8401 | Non-Lead - Plastic | No | After 2014 |  | Non-Lead - Plastic | After 2014 |  | Non-Lead | No | No |  | Single Family Residence | No | No | No | Tier 5
13514514 | 1517 | Breanna Lane | Kyle | 78640 | Bunton Reserve | 29.9788 | -97.8397 | Non-Lead - Plastic | No | After 2014 |  | Non-Lead - Plastic | After 2014 |  | Non-Lead | No | No |  | Single Family Residence | No | No | No | Tier 5
13389667 | 1508 | Breanna Lane | Kyle | 78640 | Bunton Reserve | 29.9792 | -97.84 | Non-Lead - Plastic | No | After 2014 |  | Non-Lead - Plastic | After 2014 |  | Non-Lead | No | No |  | Single Family Residence | No | No | No | Tier 5
13509155 | 1509 | Breanna Lane | Kyle | 78640 | Bunton Reserve | 29.9789 | -97.8396 | Non-Lead - Plastic | No | After 2014 |  | Non-Lead - Plastic | After 2014 |  | Non-Lead | No | No |  | Single Family Residence | No | No | No | Tier 5
13390888 | 1500 | Breanna Lane | Kyle | 78640 | Bunton Reserve | 29.9793 | -97.8399 | Non-Lead - Plastic | No | After 2014 |  | Non-Lead - Plastic | After 2014 |  | Non-Lead | No | No |  | Single Family Residence | No | No | No | Tier 5
13503815 | 1501 | Breanna Lane | Kyle | 78640 | Bunton Reserve | 29.979 | -97.8395 | Non-Lead - Plastic | No | After 2014 |  | Non-Lead - Plastic | After 2014 |  | Non-Lead | No | No |  | Single Family Residence | No | No | No | Tier 5
13391792 | 1492 | Breanna Lane | Kyle | 78640 | Bunton Reserve | 29.9794 | -97.8398 | Non-Lead - Plastic | No | After 2014 |  | Non-Lead - Plastic | After 2014 |  | Non-Lead | No | No |  | Single Family Residence | No | No | No | Tier 5
13515585 | 1493 | Breanna Lane | Kyle | 78640 | Bunton Reserve | 29.9791 | -97.8394 | Non-Lead - Plastic | No | After 2014 |  | Non-Lead - Plastic | After 2014 |  | Non-Lead | No | No |  | Single Family Residence | No | No | No | Tier 5
13369378 | 1484 | Breanna Lane | Kyle | 78640 | Bunton Reserve | 29.9795 | -97.8397 | Non-Lead - Plastic | No | After 2014 |  | Non-Lead - Plastic | After 2014 |  | Non-Lead | No | No |  | Single Family Residence | No | No | No | Tier 5
13365886 | 1485 | Breanna Lane | Kyle | 78640 | Bunton Reserve | 29.9791 | -97.8393 | Non-Lead - Plastic | No | After 2014 |  | Non-Lead - Plastic | After 2014 |  | Non-Lead | No | No |  | Single Family Residence | No | No | No | Tier 5
13325085 | 1476 | Breanna Lane | Kyle | 78640 | Bunton Reserve | 29.9795 | -97.8396 | Non-Lead - Plastic | No | After 2014 |  | Non-Lead - Plastic | After 2014 |  | Non-Lead | No | No |  | Single Family Residence | No | No | No | Tier 5
13331616 | 1477 | Breanna Lane | Kyle | 78640 | Bunton Reserve | 29.9792 | -97.8392 | Non-Lead - Plastic | No | After 2014 |  | Non-Lead - Plastic | After 2014 |  | Non-Lead | No | No |  | Single Family Residence | No | No | No | Tier 5
13325393 | 1468 | Breanna Lane | Kyle | 78640 | Bunton Reserve | 29.9796 | -97.8396 | Non-Lead - Plastic | No | After 2014 |  | Non-Lead - Plastic | After 2014 |  | Non-Lead | No | No |  | Single Family Residence | No | No | No | Tier 5
13437060 | 1469 | Breanna Lane | Kyle | 78640 | Bunton Reserve | 29.9793 | -97.8391 | Non-Lead - Plastic | No | After 2014 |  | Non-Lead - Plastic | After 2014 |  | Non-Lead | No | No |  | Single Family Residence | No | No | No | Tier 5
13325083 | 1460 | Breanna Lane | Kyle | 78640 | Bunton Reserve | 29.9797 | -97.8395 | Non-Lead - Plastic | No | After 2014 |  | Non-Lead - Plastic | After 2014 |  | Non-Lead | No | No |  | Single Family Residence | No | No | No | Tier 5
13545609 | 1461 | Breanna Lane | Kyle | 78640 | Bunton Reserve | 29.9794 | -97.839 | Non-Lead - Plastic | No | After 2014 |  | Non-Lead - Plastic | After 2014 |  | Non-Lead | No | No |  | Single Family Residence | No | No | No | Tier 5
13473643 | 1452 | Breanna Lane | Kyle | 78640 | Bunton Reserve | 29.9798 | -97.8393 | Non-Lead - Plastic | No | After 2014 |  | Non-Lead - Plastic | After 2014 |  | Non-Lead | No | No |  | Single Family Residence | No | No | No | Tier 5
13530514 | 1453 | Breanna Lane | Kyle | 78640 | Bunton Reserve | 29.9794 | -97.839 | Non-Lead - Plastic | No | After 2014 |  | Non-Lead - Plastic | After 2014 |  | Non-Lead | No | No |  | Single Family Residence | No | No | No | Tier 5
13456004 | 1444 | Breanna Lane | Kyle | 78640 | Bunton Reserve | 29.9799 | -97.8393 | Non-Lead - Plastic | No | After 2014 |  | Non-Lead - Plastic | After 2014 |  | Non-Lead | No | No |  | Single Family Residence | No | No | No | Tier 5
13553067 | 1445 | Breanna Lane | Kyle | 78640 | Bunton Reserve | 29.9796 | -97.8389 | Non-Lead - Plastic | No | After 2014 |  | Non-Lead - Plastic | After 2014 |  | Non-Lead | No | No |  | Single Family Residence | No | No | No | Tier 5
13467320 | 1436 | Breanna Lane | Kyle | 78640 | Bunton Reserve | 29.98 | -97.8392 | Non-Lead - Plastic | No | After 2014 |  | Non-Lead - Plastic | After 2014 |  | Non-Lead | No | No |  | Single Family Residence | No | No | No | Tier 5
13557253 | 1437 | Breanna Lane | Kyle | 78640 | Bunton Reserve | 29.9796 | -97.8388 | Non-Lead - Plastic | No | After 2014 |  | Non-Lead - Plastic | After 2014 |  | Non-Lead | No | No |  | Single Family Residence | No | No | No | Tier 5
13453009 | 1428 | Breanna Lane | Kyle | 78640 | Bunton Reserve | 29.98 | -97.8391 | Non-Lead - Plastic | No | After 2014 |  | Non-Lead - Plastic | After 2014 |  | Non-Lead | No | No |  | Single Family Residence | No | No | No | Tier 5
16699182 | 1429 | Breanna Lane | Kyle | 78640 | Bunton Reserve | 29.9797 | -97.8387 | Non-Lead - Plastic | No | After 2014 |  | Non-Lead - Plastic | After 2014 |  | Non-Lead | No | No |  | Single Family Residence | No | No | No | Tier 5
13449964 | 1420 | Breanna Lane | Kyle | 78640 | Bunton Reserve | 29.9801 | -97.839 | Non-Lead - Plastic | No | After 2014 |  | Non-Lead - Plastic | After 2014 |  | Non-Lead | No | No |  | Single Family Residence | No | No | No | Tier 5
13352099 | 1421 | Breanna Lane | Kyle | 78640 | Bunton Reserve | 29.9798 | -97.8386 | Non-Lead - Plastic | No | After 2014 |  | Non-Lead - Plastic | After 2014 |  | Non-Lead | No | No |  | Single Family Residence | No | No | No | Tier 5
13461844 | 1412 | Breanna Lane | Kyle | 78640 | Bunton Reserve | 29.9802 | -97.8389 | Non-Lead - Plastic | No | After 2014 |  | Non-Lead - Plastic | After 2014 |  | Non-Lead | No | No |  | Single Family Residence | No | No | No | Tier 5
13507606 | 1413 | Breanna Lane | Kyle | 78640 | Bunton Reserve | 29.9799 | -97.8385 | Non-Lead - Plastic | No | After 2014 |  | Non-Lead - Plastic | After 2014 |  | Non-Lead | No | No |  | Single Family Residence | No | No | No | Tier 5
13451321 | 1404 | Breanna Lane | Kyle | 78640 | Bunton Reserve | 29.9803 | -97.8388 | Non-Lead - Plastic | No | After 2014 |  | Non-Lead - Plastic | After 2014 |  | Non-Lead | No | No |  | Single Family Residence | No | No | No | Tier 5
13520350 | 1405 | Breanna Lane | Kyle | 78640 | Bunton Reserve | 29.9799 | -97.8384 | Non-Lead - Plastic | No | After 2014 |  | Non-Lead - Plastic | After 2014 |  | Non-Lead | No | No |  | Single Family Residence | No | No | No | Tier 5
12659182 | 1390 | Breanna Lane | Kyle | 78640 | Bunton Reserve | 29.9806 | -97.8385 | Non-Lead - Plastic | No | After 2014 |  | Non-Lead - Plastic | After 2014 |  | Non-Lead | No | No |  | Single Family Residence | No | No | No | Tier 5
13409887 | 1391 | Breanna Lane | Kyle | 78640 | Bunton Reserve | 29.9802 | -97.8381 | Non-Lead - Plastic | No | After 2014 |  | Non-Lead - Plastic | After 2014 |  | Non-Lead | No | No |  | Single Family Residence | No | No | No | Tier 5
12715742 | 1382 | Breanna Lane | Kyle | 78640 | Bunton Reserve | 29.9806 | -97.8384 | Non-Lead - Plastic | No | After 2014 |  | Non-Lead - Plastic | After 2014 |  | Non-Lead | No | No |  | Single Family Residence | No | No | No | Tier 5
13459699 | 1383 | Breanna Lane | Kyle | 78640 | Bunton Reserve | 29.9803 | -97.838 | Non-Lead - Plastic | No | After 2014 |  | Non-Lead - Plastic | After 2014 |  | Non-Lead | No | No |  | Single Family Residence | No | No | No | Tier 5
12695031 | 1374 | Breanna Lane | Kyle | 78640 | Bunton Reserve | 29.9807 | -97.8384 | Non-Lead - Plastic | No | After 2014 |  | Non-Lead - Plastic | After 2014 |  | Non-Lead | No | No |  | Single Family Residence | No | No | No | Tier 5
13411876 | 1375 | Breanna Lane | Kyle | 78640 | Bunton Reserve | 29.9804 | -97.838 | Non-Lead - Plastic | No | After 2014 |  | Non-Lead - Plastic | After 2014 |  | Non-Lead | No | No |  | Single Family Residence | No | No | No | Tier 5
1409359 | 1366 | Breanna Lane | Kyle | 78640 | 12687828, Bunton Reserve | 29.9808 | -97.8382 | Non-Lead - Plastic | No | After 2014 |  | Non-Lead - Plastic | After 2014 |  | Non-Lead | No | No |  | Single Family Residence | No | No | No | Tier 5
13432196 | 1367 | Breanna Lane | Kyle | 78640 | Bunton Reserve | 29.9805 | -97.8379 | Non-Lead - Plastic | No | After 2014 |  | Non-Lead - Plastic | After 2014 |  | Non-Lead | No | No |  | Single Family Residence | No | No | No | Tier 5
12683914 | 1358 | Breanna Lane | Kyle | 78640 | Bunton Reserve | 29.9809 | -97.8382 | Non-Lead - Plastic | No | After 2014 |  | Non-Lead - Plastic | After 2014 |  | Non-Lead | No | No |  | Single Family Residence | No | No | No | Tier 5
15789735 | 1359 | Breanna Lane | Kyle | 78640 | Bunton Reserve | 29.9806 | -97.8378 | Non-Lead - Plastic | No | After 2014 |  | Non-Lead - Plastic | After 2014 |  | Non-Lead | No | No |  | Single Family Residence | No | No | No | Tier 5
12688359 | 1350 | Breanna Lane | Kyle | 78640 | Bunton Reserve | 29.981 | -97.838 | Non-Lead - Plastic | No | After 2014 |  | Non-Lead - Plastic | After 2014 |  | Non-Lead | No | No |  | Single Family Residence | No | No | No | Tier 5
12668392 | 1351 | Breanna Lane | Kyle | 78640 | Bunton Reserve | 29.9806 | -97.8377 | Non-Lead - Plastic | No | After 2014 |  | Non-Lead - Plastic | After 2014 |  | Non-Lead | No | No |  | Single Family Residence | No | No | No | Tier 5
12690897 | 1342 | Breanna Lane | Kyle | 78640 | Bunton Reserve | 29.9811 | -97.838 | Non-Lead - Plastic | No | After 2014 |  | Non-Lead - Plastic | After 2014 |  | Non-Lead | No | No |  | Single Family Residence | No | No | No | Tier 5
12667161 | 1343 | Breanna Lane | Kyle | 78640 | Bunton Reserve | 29.9807 | -97.8376 | Non-Lead - Plastic | No | After 2014 |  | Non-Lead - Plastic | After 2014 |  | Non-Lead | No | No |  | Single Family Residence | No | No | No | Tier 5
12693490 | 1334 | Breanna Lane | Kyle | 78640 | Bunton Reserve | 29.9811 | -97.8379 | Non-Lead - Plastic | No | After 2014 |  | Non-Lead - Plastic | After 2014 |  | Non-Lead | No | No |  | Single Family Residence | No | No | No | Tier 5
12660993 | 1335 | Breanna Lane | Kyle | 78640 | Bunton Reserve | 29.9808 | -97.8374 | Non-Lead - Plastic | No | After 2014 |  | Non-Lead - Plastic | After 2014 |  | Non-Lead | No | No |  | Single Family Residence | No | No | No | Tier 5
12758618 | 1326 | Breanna Lane | Kyle | 78640 | Bunton Reserve | 29.9812 | -97.8378 | Non-Lead - Plastic | No | After 2014 |  | Non-Lead - Plastic | After 2014 |  | Non-Lead | No | No |  | Single Family Residence | No | No | No | Tier 5
12664940 | 1327 | Breanna Lane | Kyle | 78640 | Bunton Reserve | 29.9809 | -97.8374 | Non-Lead - Plastic | No | After 2014 |  | Non-Lead - Plastic | After 2014 |  | Non-Lead | No | No |  | Single Family Residence | No | No | No | Tier 5
12762516 | 1318 | Breanna Lane | Kyle | 78640 | Bunton Reserve | 29.9813 | -97.8377 | Non-Lead - Plastic | No | After 2014 |  | Non-Lead - Plastic | After 2014 |  | Non-Lead | No | No |  | Single Family Residence | No | No | No | Tier 5
12659872 | 1319 | Breanna Lane | Kyle | 78640 | Bunton Reserve | 29.981 | -97.8373 | Non-Lead - Plastic | No | After 2014 |  | Non-Lead - Plastic | After 2014 |  | Non-Lead | No | No |  | Single Family Residence | No | No | No | Tier 5
12763073 | 1310 | Breanna Lane | Kyle | 78640 | Bunton Reserve | 29.9814 | -97.8376 | Non-Lead - Plastic | No | After 2014 |  | Non-Lead - Plastic | After 2014 |  | Non-Lead | No | No |  | Single Family Residence | No | No | No | Tier 5
12671196 | 1311 | Breanna Lane | Kyle | 78640 | Bunton Reserve | 29.981 | -97.8372 | Non-Lead - Plastic | No | After 2014 |  | Non-Lead - Plastic | After 2014 |  | Non-Lead | No | No |  | Single Family Residence | No | No | No | Tier 5
12762480 | 1302 | Breanna Lane | Kyle | 78640 | Bunton Reserve | 29.9815 | -97.8375 | Non-Lead - Plastic | No | After 2014 |  | Non-Lead - Plastic | After 2014 |  | Non-Lead | No | No |  | Single Family Residence | No | No | No | Tier 5
12659190 | 1303 | Breanna Lane | Kyle | 78640 | Bunton Reserve | 29.9811 | -97.8371 | Non-Lead - Plastic | No | After 2014 |  | Non-Lead - Plastic | After 2014 |  | Non-Lead | No | No |  | Single Family Residence | No | No | No | Tier 5
12756526 | 1294 | Breanna Lane | Kyle | 78640 | Bunton Reserve | 29.9815 | -97.8374 | Non-Lead - Plastic | No | After 2014 |  | Non-Lead - Plastic | After 2014 |  | Non-Lead | No | No |  | Single Family Residence | No | No | No | Tier 5
12663652 | 1295 | Breanna Lane | Kyle | 78640 | Bunton Reserve | 29.9812 | -97.837 | Non-Lead - Plastic | No | After 2014 |  | Non-Lead - Plastic | After 2014 |  | Non-Lead | No | No |  | Single Family Residence | No | No | No | Tier 5
703011 | 1286 | Breanna Lane | Kyle | 78640 | Bunton Reserve | 29.9816 | -97.8373 | Non-Lead - Plastic | No | After 2014 |  | Non-Lead - Plastic | After 2014 |  | Non-Lead | No | No |  | Single Family Residence | No | No | No | Tier 5
12659806 | 1287 | Breanna Lane | Kyle | 78640 | Bunton Reserve | 29.9813 | -97.8369 | Non-Lead - Plastic | No | After 2014 |  | Non-Lead - Plastic | After 2014 |  | Non-Lead | No | No |  | Single Family Residence | No | No | No | Tier 5
12661010 | 1279 | Breanna Lane | Kyle | 78640 | Bunton Reserve | 29.9814 | -97.8368 | Non-Lead - Plastic | No | After 2014 |  | Non-Lead - Plastic | After 2014 |  | Non-Lead | No | No |  | Single Family Residence | No | No | No | Tier 5
1417452 | 1278 | Breanna Lane | Kyle | 78640 | 15932178, Bunton Reserve | 29.9817 | -97.8372 | Non-Lead - Plastic | No | After 2014 |  | Non-Lead - Plastic | After 2014 |  | Non-Lead | No | No |  | Single Family Residence | No | No | No | Tier 5
12813518 | 1261 | Breanna Lane | Kyle | 78640 | Bunton Reserve | 29.9816 | -97.8365 | Non-Lead - Plastic | No | After 2014 |  | Non-Lead - Plastic | After 2014 |  | Non-Lead | No | No |  | Single Family Residence | No | No | No | Tier 5
15856300 | 1260 | Breanna Lane | Kyle | 78640 | Bunton Reserve | 29.982 | -97.8369 | Non-Lead - Plastic | No | After 2014 |  | Non-Lead - Plastic | After 2014 |  | Non-Lead | No | No |  | Single Family Residence | No | No | No | Tier 5
713848 | 1249 | Breanna Lane | Kyle | 78640 | Bunton Reserve | 29.9817 | -97.8364 | Non-Lead - Plastic | No | After 2014 |  | Non-Lead - Plastic | After 2014 |  | Non-Lead | No | No |  | Single Family Residence | No | No | No | Tier 5
15988938 | 1248 | Breanna Lane | Kyle | 78640 | Bunton Reserve | 29.9821 | -97.8368 | Non-Lead - Plastic | No | After 2014 |  | Non-Lead - Plastic | After 2014 |  | Non-Lead | No | No |  | Single Family Residence | No | No | No | Tier 5
15890059 | 1237 | Breanna Lane | Kyle | 78640 | Bunton Reserve | 29.9819 | -97.8363 | Non-Lead - Plastic | No | After 2014 |  | Non-Lead - Plastic | After 2014 |  | Non-Lead | No | No |  | Single Family Residence | No | No | No | Tier 5
15803370 | 1236 | Breanna Lane | Kyle | 78640 | Bunton Reserve | 29.9822 | -97.8367 | Non-Lead - Plastic | No | After 2014 |  | Non-Lead - Plastic | After 2014 |  | Non-Lead | No | No |  | Single Family Residence | No | No | No | Tier 5
15935166 | 1225 | Breanna Lane | Kyle | 78640 | Bunton Reserve | 29.982 | -97.8361 | Non-Lead - Plastic | No | After 2014 |  | Non-Lead - Plastic | After 2014 |  | Non-Lead | No | No |  | Single Family Residence | No | No | No | Tier 5
15778618 | 1224 | Breanna Lane | Kyle | 78640 | Bunton Reserve | 29.9824 | -97.8366 | Non-Lead - Plastic | No | After 2014 |  | Non-Lead - Plastic | After 2014 |  | Non-Lead | No | No |  | Single Family Residence | No | No | No | Tier 5
15931509 | 1213 | Breanna Lane | Kyle | 78640 | Bunton Reserve | 29.9822 | -97.836 | Non-Lead - Plastic | No | After 2014 |  | Non-Lead - Plastic | After 2014 |  | Non-Lead | No | No |  | Single Family Residence | No | No | No | Tier 5
15931489 | 1212 | Breanna Lane | Kyle | 78640 | Bunton Reserve | 29.9825 | -97.8364 | Non-Lead - Plastic | No | After 2014 |  | Non-Lead - Plastic | After 2014 |  | Non-Lead | No | No |  | Single Family Residence | No | No | No | Tier 5
15987382 | 1201 | Breanna Lane | Kyle | 78640 | Bunton Reserve | 29.9823 | -97.8359 | Non-Lead - Plastic | No | After 2014 |  | Non-Lead - Plastic | After 2014 |  | Non-Lead | No | No |  | Single Family Residence | No | No | No | Tier 5
2942446 | 1411 | FM 150 East | Kyle | 78640 |  | 29.9675 | -97.8554 | Non-Lead - Copper | No | Between 1989 and 2014 |  | Non-Lead - Plastic | Between 1989 and 2014 |  | Non-Lead | No | No |  | Single Family Residence | No | No | No | Tier 5
16062972 | Shop/ | WareHouse | Uhland | 78640 | CLSUD | 29.9719 | -97.7878 | Non-Lead - Copper | No | Between 1989 and 2014 |  | Non-Lead - Plastic | Before 1989 |  | Non-Lead | No | No |  | Building | No | No | No | Tier 5
1888101 | 127 | O'Bryant Road | Uhland | 78640 | Locked, Nonactive | 29.9614 | -97.8423 | Non-Lead - Plastic | No | Before 1989 |  | Non-Lead - Copper | Before 1989 |  | Non-Lead | No | Don't Know |  | Single Family Residence | No | No | No | Tier 5
1888077 | 198 B | O'Bryant Road | Uhland | 78640 |  | 29.9601 | -97.8371 | Non-Lead - Copper | No | Between 1989 and 2014 |  | Non-Lead - Plastic | Between 1989 and 2014 |  | Non-Lead | No | No |  | Single Family Residence | No | No | No | Tier 5
9747167 | O`Bryant | Road | Uhland | 78640 | 50685589 | 29.9625 | -97.8365 | Non-Lead - Copper | No | Between 1989 and 2014 |  | Galvanized | Between 1989 and 2014 |  | Non-lead | No | Don't Know |  | Single Family Residence | No | No | No | Tier 5
8184372 | 3839 | FM 150 East | Uhland | 78640 | Simon MS, 4" Compound Meter | 29.9455 | 97.8289 | Non-Lead - Other | No | Between 1989 and 2014 |  | Non-Lead - Other | Between 1989 and 2014 |  | Non-Lead | No | No |  | Building | No | No | No | Tier 5
99367037 | 3995 | FM 150 East | Uhland | 78640 | Hemphill Elementary Main | 29.9436 | -97.8272 | Non-Lead - Other | No | Between 1989 and 2014 |  | Non-Lead - Other | Between 1989 and 2014 |  | Non-Lead | No | No |  | Building | No | No | No | Tier 5
454685663 | 3995 | FM 150 East | Uhland | 78640 | Hemphill Fire Line Meter | 29.9436 | -97.8272 | Non-Lead - Other | No | Between 1989 and 2014 |  | Non-Lead - Copper | Between 1989 and 2014 |  | Non-Lead | No | Don't Know |  | Building | No | No | No | Tier 5
31811077 | NE Corner | HWY 21 & FM150 | Uhland | 78640 | Lock. Inactive. No Service. | 29.9345 | -97.8175 | Non-Lead - Plastic | No | Before 1989 | No Meter, so CL is unkown. Well 21-150 | Non-Lead - Other | Before 1989 |  | Non-Lead | No | No |  | Other | No | No | No | Tier 5
345678 | 6785 | Camino Real | Uhland | 78640 | 123456, 234567, Construction Meter |  |  | Non-Lead - Other | No | Between 1989 and 2014 |  | Non-Lead - Other | Between 1989 and 2014 |  | Non-Lead | No | No |  | Other | No | No | No | Tier 5
19337394 | Highway | 21 | Uhland | 78640 |  | 29.9538 | -97.7925 | Non-Lead - Other | No | Between 1989 and 2014 | No Meter | Non-Lead - Other | Between 1989 and 2014 |  | Non-Lead | No | No |  | Other | No | No | No | Tier 5
1888082 | 2 ACRES @Cell Tower | HWY 21 2 Acres | Uhland | 78640 | mattox pasture | 29.9538 | -97.7925 | Non-Lead - Copper | No | Between 1989 and 2014 |  | Non-Lead - Plastic | Between 1989 and 2014 |  | Non-Lead | No | No |  | Other | No | No | No | Tier 5
1888121 | 67 | Grist Mill Road | Uhland | 78640 |  | 29.9501 | -97.8048 | Non-Lead - Copper | No | Between 1989 and 2014 |  | Non-Lead - Plastic | Between 1989 and 2014 |  | Non-Lead | No | No |  | Other | No | No | No | Tier 5
16061330 | 2 | Grist Mill Rd | Uhland | 78640 |  | 29.9442 | -97.7965 | Non-Lead - Other | No | Between 1989 and 2014 |  | Non-Lead - Other | Between 1989 and 2014 |  | Non-Lead | No | No |  | Other | No | No | No | Tier 5
2330602 | 1302 | Heidenreich Lane | Uhland | 78640 |  | 29.9635 | -97.8228 | Non-Lead - Copper | No | Between 1989 and 2014 |  | Non-Lead - Plastic | Between 1989 and 2014 |  | Non-Lead | No | No |  | Single Family Residence | No | No | No | Tier 5
2955024 | 73 | S. Plum Creek Road | Uhland | 78640 | Other meter at this address has Asset ID 09386546 | 29.9574 | -97.8005 | Non-Lead - Copper | No | Before 1989 |  | Non-Lead - Plastic | Before 1989 |  | Non-Lead | No | No |  | Single Family Residence | No | No | No | Tier 5
1888089 | 6282 | FM 2720 | Maxwell | 78656 |  | 29.9409 | -97.7829 | Non-Lead - Copper | No | Between 1989 and 2014 |  | Non-Lead - Plastic | Between 1989 and 2014 |  | Non-Lead | No | No |  | Single Family Residence | No | No | No | Tier 5
1425817 | 3 | Seeliger Drive | Uhland | 78640 | 2800431 | 29.9575 | -97.7848 | Non-Lead - Copper | No | Between 1989 and 2014 |  | Non-Lead - Plastic | Before 1989 |  | Non-Lead | No | No |  | Single Family Residence | No | No | Yes | Tier 5
21473484 | Old | Spanish Trail Store | Uhland | 78640 |  |  |  | Non-Lead - Copper | No | Between 1989 and 2014 |  | Non-Lead - Plastic | Before 1989 |  | Non-Lead | No | No |  | Building | No | No | No | Tier 5
2800403 | 1300 | Rocky Road | Uhland | 78640 |  | 29.9628 | -97.7544 | Non-Lead - Copper | No | Between 1989 and 2014 |  | Non-Lead - Plastic | Between 1989 and 2014 |  | Non-Lead | No | No |  | Single Family Residence | No | No | No | Tier 5
3693012 | 10745 | Camino Real | Uhland | 78640 |  | 29.9743 | -97.7708 | Non-Lead - Copper | No | Between 1989 and 2014 |  | Non-Lead - Plastic | Between 1989 and 2014 |  | Non-Lead | No | No |  | Single Family Residence | No | No | No | Tier 5
70012676 | Shop/ | WareHouse | Uhland | 78640 |  | 29.9878 | -97.7582 | Non-Lead - Copper | No | Between 1989 and 2014 |  | Non-Lead - Plastic | Before 1989 |  | Non-Lead | No | No |  | Building | No | No | No | Tier 5
16061269 | 15 | N. Plum Creek Rd | Uhland | 78640 | Stolen Construction Meter |  |  | Non-Lead - Other | No | Between 1989 and 2014 |  | Non-Lead - Other | Between 1989 and 2014 |  | Non-Lead | No | No |  | Other | No | No | No | Tier 5
9504106 | Bunton | Lane | Uhland | 78640 | 123456-1, Goforth Meter | 29.9711 | -97.7871 | Non-Lead - Other | No | After 2014 |  | Non-Lead - Other | After 2014 |  | Non-Lead | No | No |  | Other | No | No | No | Tier 5
15871813 | 9939 Unit C | Camino Real | Uhland | 78640 | 2699722 | 29.961 | -97.7832 | Non-Lead - Plastic | No | Between 1989 and 2014 |  | Non-Lead - Plastic | Between 1989 and 2014 |  | Non-Lead | No | No |  | Single Family Residence | No | No | No | Tier 5
49356864 | 910 | C Bunton Lane | Uhland | 78640 |  | 29.9717 | -97.8227 | Non-Lead - Copper | No | Between 1989 and 2014 |  | Non-Lead - Plastic | Before 1989 |  | Non-Lead | No | No |  | Single Family Residence | No | No | No | Tier 5
18144024 | 115 | Dark Forrest | Uhland | 78640 | Construction Meter | 29.9868 | -97.8375 | Non-Lead - Other | No | Between 1989 and 2014 |  | Non-Lead - Other | Between 1989 and 2014 |  | Non-Lead | No | No |  | Other | No | No | No | Tier 5
20061108-9 | Well | #1 | Kyle | 78640 | 20061107-8, Brooks Master #1 |  |  | Non-Lead - Plastic | No | Before 1989 | Well | Non-Lead - Copper | Before 1989 |  | Non-Lead | No | Don't Know |  | Other | No | No | No | Tier 5
20092930-06 | 976 | FM 150 W | Kyle | 78640 | Brooks Master #2 | 29.9976 | -97.8854 | Non-Lead - Other | No | Before 1989 | Well | Non-Lead - Other | Before 1989 |  | Non-Lead | No | No |  | Other | No | No | No | Tier 5
18071275 | HWY21/Poco | Loco | Uhland | 78640 | 96501054, 15352105, Construction Meter | 29.9697 | -97.8249 | Non-Lead - Other | No | After 2014 | Construction Meter | Non-Lead - Other | After 2014 |  | Non-Lead | No | No |  | Other | No | No | No | Tier 5
96501054 | 9087 | Camino Real | Uhland | 78640 | RV Park | 29.9474 | -97.7966 | Non-Lead - Other | No | After 2014 | RV Park | Non-Lead - Other | After 2014 |  | Non-Lead | No | No |  | Other | No | No | No | Tier 5
15120911 | Lift | Station | Uhland | 78640 | Construction Meter | 29.9707 | -97.8258 | Non-Lead - Other | No | After 2014 | CLSUD | Non-Lead - Plastic | After 2014 |  | Non-Lead | No | No |  | Other | No | No | No | Tier 5
16061271 | Webb | St/Mill Run Ave | Uhland | 78640 | Construction Meter | 29.9449 | -97.8334 | Non-Lead - Other | No | Between 1989 and 2014 | CLSUD | Non-Lead - Other | Between 1989 and 2014 |  | Non-Lead | No | No |  | Other | No | No | No | Tier 5
19182911 | Corner | Gristmill/ Old Spanish Trail | Uhland | 78640 | Construction Meter | 29.9436 | -97.7965 | Non-Lead - Other | No | Between 1989 and 2014 | CLSUD | Non-Lead - Other | Between 1989 and 2014 |  | Non-Lead | No | No |  | Other | No | No | No | Tier 5
20239914 | Old | Spanish Trail | Uhland | 78640 | Inactive Construction Meter | 29.943 | -97.7989 | Non-Lead - Copper | No | Between 1989 and 2014 |  | Non-Lead - Plastic | After 2014 |  | Non-Lead | No | No |  | Single Family Residence | No | No | No | Tier 5
16061327 | Raymond/ | Michelle cv | Uhland | 78640 | Construction Meter | 29.9873 | -97.8369 | Non-Lead - Other | No | Between 1989 and 2014 |  | Non-Lead - Other | Between 1989 and 2014 |  | Non-Lead | No | No |  | Other | No | No | No | Tier 5
15120909 | 102 | Creekside trail/ 150 | Kyle | 78640 | Construction Meter | 29.943 | -97.7989 | Non-Lead - Other | No | Between 1989 and 2014 |  | Non-Lead - Other | Between 1989 and 2014 |  | Non-Lead | No | No |  | Other | No | No | No | Tier 5
18071185 | High Rd. / | Marigold Sub | Kyle | 78640 | Stolen Construction Meter |  |  | Non-Lead - Other | No | Between 1989 and 2014 |  | Non-Lead - Other | Between 1989 and 2014 |  | Non-Lead | No | No |  | Other | No | No | No | Tier 5
MTR_930 | 121 | Creekside Trail | Kyle | 78640 | No Service | 29.9744 | -97.8572 | Non-Lead - Other | No | After 2014 | No Meter | Non-Lead - Other | After 2014 |  | Non-Lead | No | No |  | Other | No | No | No | Tier 5
NO-1 | 1411 | FM 150 East | Kyle | 78640 | No Service | 29.9675 | -97.8554 | Non-Lead - Other | No | After 2014 | No Meter | Non-Lead - Other | After 2014 |  | Non-Lead | No | No |  | Other | No | No | No | Tier 5
no-9 | 2001 | FM 150 East | Kyle | 78640 | Orr | 29.9634 | -97.8478 | Non-Lead - Plastic | No | After 2014 |  | Non-Lead - Plastic | After 2014 |  | Non-Lead | No | No |  | Single Family Residence | No | No | No | Tier 5
37014730 | 78 | O'Bryant Drive | Kyle | 78640 | Previous Asset ID was: Line | 29.9598 | -97.838 | Non-Lead - Copper | No | Before 1989 |  | Non-Lead - Plastic | Before 1989 |  | Non-Lead | No | No |  | Single Family Residence | No | No | No | Tier 5
NO-13 | 2609 | County Road 158 | Kyle | 78640 | Inactive | 29.9439 | -97.8431 | Non-Lead - Plastic | No | Before 1989 | No Meter | Non-Lead - Copper | Before 1989 |  | Non-Lead | No | Don't Know |  | Other | No | No | No | Tier 5
No-14 | 2605 | County Road 158 | Kyle | 78640 | Inactive | 29.944 | -97.8436 | Non-Lead - Plastic | No | Before 1989 | No Meter | Non-Lead - Copper | Before 1989 |  | Non-Lead | No | Don't Know |  | Other | No | No | No | Tier 5
NO-12 | 2601 | County Road 158 | Kyle | 78640 | Inactive | 29.9441 | -97.8433 | Non-Lead - Plastic | No | Before 1989 | No Meter | Non-Lead - Copper | Before 1989 |  | Non-Lead | No | Don't Know |  | Other | No | No | No | Tier 5
3879333 | Past | Hemphill Tank/CR 202 | Kyle | 78640 | Previous Asset ID was: NO-11 | 29.945 | -97.8244 | Non-Lead - Copper | No | Before 1989 |  | Non-Lead - Plastic | Before 1989 |  | Non-Lead | No | No |  | Other | No | No | No | Tier 5
9642138 | 319 | Sunset Ridge Road | Maxwell | 78656 |  | 29.9327 | -97.8094 | Non-Lead - Copper | No | Between 1989 and 2014 |  | Non-Lead - Plastic | Between 1989 and 2014 |  | Non-Lead | No | No |  | Single Family Residence | No | No | No | Tier 5
6346394 | 79 | Tucson Trail | Kyle | 78640 | Inactive. Previous Asset ID no-8. | 29.9376 | -97.8085 | Non-Lead - Other | No | After 2014 | No Meter | Non-Lead - Other | After 2014 |  | Non-Lead | No | No |  | Other | No | No | No | Tier 5
NO-10 | 170 | Grist Mill Road | Uhland | 78640 | inactive | 29.9619 | -97.8124 | Non-Lead - Plastic | No | Before 1989 | No Meter | Non-Lead - Plastic | Before 1989 |  | Non-Lead | No | No |  | Other | No | No | No | Tier 5
15973432 | 1190 | Heidenreich | Uhland | 78640 | 2nd Home | 29.9644 | -97.8268 | Non-Lead - Plastic | No | After 2014 |  | Non-Lead - Plastic | After 2014 |  | Non-Lead | No | No |  | Single Family Residence | No | No | No | Tier 5
no | 6016 | FM 2720 | Maxwell | 78656 | No Service. Inactive. | 29.9358 | -97.7822 | Non-Lead - Other | No | Between 1989 and 2014 | No Meter | Non-Lead - Other | Between 1989 and 2014 |  | Non-Lead | No | No |  | Other | No | No | No | Tier 5
No-7 | Lot 2A | FM 2720 | Uhland | 78640 | No Service. Reserve is active. | 29.9425 | -97.7898 | Non-Lead - Other | No | Between 1989 and 2014 | No Meter | Non-Lead - Other | Between 1989 and 2014 |  | Non-Lead | No | No |  | Other | No | No | No | Tier 5
MTR_500 | Lot 13 | Avery Road | Maxwell | 78640 | No Service. Reserve is active. | 29.9411 | -97.7833 | Non-Lead - Other | No | Between 1989 and 2014 | No Meter | Non-Lead - Other | Between 1989 and 2014 |  | Non-Lead | No | No |  | Other | No | No | No | Tier 5
9755192 | 250 | Lumber Lane | Uhland | 78640 |  | 29.948 | -97.7941 | Non-Lead - Plastic | No | After 2014 |  | Non-Lead - Plastic | After 2014 |  | Non-Lead | No | No |  | Single Family Residence | No | No | No | Tier 5
MTR_692 | Tract | 1 & 2 | Uhland | 78640 | No Service, but active |  |  | Non-Lead - Other | No | Between 1989 and 2014 | No Meter | Non-Lead - Other | Between 1989 and 2014 |  | Non-Lead | No | No |  | Other | No | No | No | Tier 5
MTR_251 | 130 | N. Camino Real | Uhland | 78640 | No Service. Inactive. | 29.9702 | -97.7732 | Non-Lead - Other | No | Before 1989 | No Meter | Non-Lead - Other | Before 1989 |  | Non-Lead | No | No |  | Other | No | No | No | Tier 5
3804096 | 10673 | Camino Real | Uhland | 78640 | 12547201 | 29.9756 | -97.7742 | Non-Lead - Copper | No | Between 1989 and 2014 |  | Non-Lead - Plastic | Between 1989 and 2014 |  | Non-Lead | No | No |  | Single Family Residence | No | No | No | Tier 5
no-5 | 11331 | Camino Real C | Uhland | 78640 | No Service, but active | 29.9892 | -97.7611 | Non-Lead - Other | No | Between 1989 and 2014 | No Meter | Non-Lead - Other | Between 1989 and 2014 |  | Non-Lead | No | No |  | Other | No | No | No | Tier 5
no-6 | 2331 | High Road | Uhland | 78640 | No Service. School property. Inactive. | 29.9721 | -97.7858 | Non-Lead - Plastic | No | Before 1989 | No Meter | Non-Lead - Other | Before 1989 |  | Non-Lead | No | No |  | Other | No | No | No | Tier 5
MTR_306 | 9 | S. Plum Creek Road | Uhland | 78640 | No Service. Inactive. | 29.964 | -97.7958 | Non-Lead - Plastic | No | Before 1989 | No Meter | Non-Lead - Other | Before 1989 |  | Non-Lead | No | No |  | Other | No | No | No | Tier 5
MTR_305 | 7 | S. Plum Creek Road | Uhland | 78640 | No Service. Inactive. | 29.9641 | -97.7957 | Non-Lead - Plastic | No | Before 1989 | No Meter | Non-Lead - Other | Before 1989 |  | Non-Lead | No | No |  | Other | No | No | No | Tier 5
no-4 | 151 | Cotton Gin Road | Uhland | 78640 | No Service. Inactive. | 29.9962 | -97.8302 | Non-Lead - Other | No | Before 1989 | No Meter | Non-Lead - Other | Before 1989 |  | Non-Lead | No | No |  | Other | No | No | No | Tier 5
3726474 | 2758 | Twilight Glen Trail | Uhland | 78640 | Cotton Gin Estates. | 29.9697 | -97.8036 | Non-Lead - Plastic | No | After 2014 |  | Non-Lead - Plastic | After 2014 | No box, unknown, LCR 2023 Collected | Non-Lead | No | No |  | Single Family Residence | No | No | No | Tier 5
1423034 | 2781 | Twilight Glen Trail | Uhland | 78640 | 09533655, Cotton Gin Estates | 29.9698 | -97.8029 | Non-Lead - Plastic | No | After 2014 |  | Non-Lead - Plastic | After 2014 | No box, unknown | Non-Lead | No | No |  | Single Family Residence | No | No | No | Tier 5
MTR_363 | 777 | Bunton Lane | Uhland | 78640 |  | 29.9822 | -97.8205 | Non-Lead - Plastic | No | Between 1989 and 2014 | No Meter | Non-Lead - Other | Between 1989 and 2014 | Not found, no service | Non-Lead | No | No |  | Other | No | No | No | Tier 5
MTR_359 | Hays | Co. Rd. 151 | Kyle | 78640 |  | 29.9826 | -97.8221 | Non-Lead - Copper | No | Between 1989 and 2014 | No Meter | Non-Lead - Plastic | Between 1989 and 2014 |  | Non-Lead | No | No |  | Other | No | No | No | Tier 5
10906507 | 106 | Traynor Blvd | Kyle | 78640 |  | 29.9558 | -97.8412 | Non-Lead - Copper | No | Before 1989 |  | Non-Lead - Plastic | Before 1989 |  | Non-Lead | No | No |  | Single Family Residence | No | No | No | Tier 5
10127648 | 110 | Traynor Blvd | Kyle | 78640 |  | 29.9556 | -97.8416 | Non-Lead - Copper | No | Between 1989 and 2014 |  | Non-Lead - Plastic | Between 1989 and 2014 |  | Non-Lead | No | No |  | Single Family Residence | No | No | No | Tier 5
10825919 | 120 | Traynor Blvd | Kyle | 78640 |  | 29.9561 | -97.8409 | Non-Lead - Copper | No | Between 1989 and 2014 |  | Non-Lead - Plastic | Between 1989 and 2014 |  | Non-Lead | No | No |  | Single Family Residence | No | No | No | Tier 5
15910295 | 130 | Traynor Blvd | Kyle | 78640 |  | 29.9552 | -97.8418 | Non-Lead - Copper | No | Before 1989 |  | Non-Lead - Copper | Before 1989 |  | Non-Lead | No | Don't Know |  | Single Family Residence | No | No | Yes | Tier 5
9300927 | 180 | Traynor Blvd | Kyle | 78640 |  | 29.9555 | -97.8462 | Non-Lead - Copper | No | Between 1989 and 2014 |  | Non-Lead - Plastic | Between 1989 and 2014 |  | Non-Lead | No | No |  | Single Family Residence | No | No | No | Tier 5
13134372 | 180 Unit B | Traynor Blvd | Kyle | 78640 |  | 29.9544 | -97.8467 | Non-Lead - Copper | No | Between 1989 and 2014 |  | Non-Lead - Plastic | Between 1989 and 2014 |  | Non-Lead | No | No |  | Single Family Residence | No | No | No | Tier 5
3890772 | 190 | Traynor Blvd | Kyle | 78640 | 7681094 | 29.9544 | -97.8427 | Non-Lead - Copper | No | Between 1989 and 2014 |  | Non-Lead - Plastic | Between 1989 and 2014 |  | Non-Lead | No | No |  | Single Family Residence | No | No | No | Tier 5
12406407 | 340 | Traynor Blvd | Kyle | 78640 |  | 29.9526 | -97.8448 | Non-Lead - Copper | No | Between 1989 and 2014 |  | Non-Lead - Plastic | Between 1989 and 2014 |  | Non-Lead | No | No |  | Single Family Residence | No | No | Yes | Tier 5
16176843 | 130 | Siebert Drive | Kyle | 78640 | Avery Park | 29.9551 | -97.8404 | Non-Lead - Copper | No | Between 1989 and 2014 |  | Non-Lead - Plastic | Between 1989 and 2014 |  | Non-Lead | No | No |  | Single Family Residence | No | No | No | Tier 5
16241553 | 160 | Siebert Drive | Kyle | 78640 | Avery Park | 29.9549 | -97.8407 | Non-Lead - Copper | No | Between 1989 and 2014 |  | Non-Lead - Plastic | Between 1989 and 2014 |  | Non-Lead | No | No |  | Single Family Residence | No | No | No | Tier 5
12409379 | 185 | Siebert Drive | Kyle | 78640 | Avery Park | 29.9544 | -97.8407 | Non-Lead - Copper | No | Between 1989 and 2014 |  | Non-Lead - Plastic | Between 1989 and 2014 |  | Non-Lead | No | No |  | Single Family Residence | No | No | No | Tier 5
12163230 | 186 | Siebert Drive | Kyle | 78640 | Avery Park | 29.9547 | -97.841 | Non-Lead - Copper | No | Between 1989 and 2014 |  | Non-Lead - Plastic | Between 1989 and 2014 |  | Non-Lead | No | No |  | Single Family Residence | No | No | No | Tier 5
12690001 | 211 | Siebert Drive | Kyle | 78640 | Avery Park | 29.9541 | -97.841 | Non-Lead - Copper | No | Between 1989 and 2014 |  | Non-Lead - Plastic | Between 1989 and 2014 |  | Non-Lead | No | No |  | Single Family Residence | No | No | No | Tier 5
16234701 | 212 | Siebert Drive | Kyle | 78640 | Avery Park | 29.9544 | -97.8415 | Non-Lead - Copper | No | Between 1989 and 2014 |  | Non-Lead - Plastic | Between 1989 and 2014 |  | Non-Lead | No | No |  | Single Family Residence | No | No | No | Tier 5
16208041 | 235 | Siebert Drive | Kyle | 78640 | Avery Park | 29.9539 | -97.8413 | Non-Lead - Copper | No | Between 1989 and 2014 |  | Non-Lead - Plastic | Between 1989 and 2014 |  | Non-Lead | No | No |  | Single Family Residence | No | No | No | Tier 5
694954 | 236 | Siebert Drive | Kyle | 78640 | Avery Park | 29.9542 | -97.8417 | Non-Lead - Copper | No | Between 1989 and 2014 |  | Non-Lead - Plastic | Between 1989 and 2014 |  | Non-Lead | No | No |  | Single Family Residence | No | No | No | Tier 5
711489 | 261 | Siebert Drive | Kyle | 78640 | Avery Park | 29.9536 | -97.8417 | Non-Lead - Copper | No | Between 1989 and 2014 |  | Non-Lead - Plastic | Between 1989 and 2014 |  | Non-Lead | No | No |  | Single Family Residence | No | No | No | Tier 5
13270071 | 262 | Siebert Drive | Kyle | 78640 | Avery Park | 29.9539 | -97.8421 | Non-Lead - Copper | No | Between 1989 and 2014 |  | Non-Lead - Plastic | Between 1989 and 2014 |  | Non-Lead | No | No |  | Single Family Residence | No | No | No | Tier 5
16171693 | 285 | Siebert Drive | Kyle | 78640 | Avery Park | 29.9534 | -97.8419 | Non-Lead - Copper | No | Between 1989 and 2014 |  | Non-Lead - Plastic | Between 1989 and 2014 |  | Non-Lead | No | No |  | Single Family Residence | No | No | No | Tier 5
13356962 | 286 | Siebert Drive | Uhland | 78640 | Avery Park | 29.9537 | -97.8424 | Non-Lead - Copper | No | Between 1989 and 2014 |  | Non-Lead - Plastic | Between 1989 and 2014 |  | Non-Lead | No | No |  | Single Family Residence | No | No | No | Tier 5
13339979 | 311 | Siebert Drive | Kyle | 78640 | Avery Park | 29.9531 | -97.8423 | Non-Lead - Copper | No | Between 1989 and 2014 |  | Non-Lead - Plastic | Between 1989 and 2014 |  | Non-Lead | No | No |  | Single Family Residence | No | No | No | Tier 5
16003797 | 312 | Siebert Drive | Kyle | 78640 | Avery Park | 29.9533 | -97.8428 | Non-Lead - Copper | No | Between 1989 and 2014 |  | Non-Lead - Plastic | Between 1989 and 2014 |  | Non-Lead | No | No |  | Single Family Residence | No | No | No | Tier 5
12695627 | 335 | Siebert Drive | Kyle | 78640 | Avery Park | 29.9529 | -97.8425 | Non-Lead - Copper | No | Between 1989 and 2014 |  | Non-Lead - Plastic | Between 1989 and 2014 |  | Non-Lead | No | No |  | Single Family Residence | No | No | No | Tier 5
12740128 | 336 | Siebert Drive | Kyle | 78640 | Avery Park | 29.9531 | -97.843 | Non-Lead - Copper | No | Between 1989 and 2014 |  | Non-Lead - Plastic | Between 1989 and 2014 |  | Non-Lead | No | No |  | Single Family Residence | No | No | No | Tier 5
12681777 | 361 | Siebert Drive | Kyle | 78640 | Avery Park | 29.9526 | -97.8429 | Non-Lead - Copper | No | Between 1989 and 2014 |  | Non-Lead - Plastic | Between 1989 and 2014 |  | Non-Lead | No | No |  | Single Family Residence | No | No | No | Tier 5
16176265 | 362 | Siebert Drive | Kyle | 78640 | Avery Park | 29.9528 | -97.8434 | Non-Lead - Copper | No | Between 1989 and 2014 |  | Non-Lead - Plastic | Between 1989 and 2014 |  | Non-Lead | No | No |  | Single Family Residence | No | No | No | Tier 5
12875465 | 385 | Siebert Drive | Uhland | 78640 | Avery Park | 29.9523 | -97.8431 | Non-Lead - Copper | No | Between 1989 and 2014 |  | Non-Lead - Plastic | Between 1989 and 2014 |  | Non-Lead | No | No |  | Single Family Residence | No | No | No | Tier 5
16184959 | 386 | Siebert Drive | Uhland | 78640 | Avery Park | 29.9526 | -97.8436 | Non-Lead - Copper | No | Between 1989 and 2014 |  | Non-Lead - Plastic | Between 1989 and 2014 |  | Non-Lead | No | No |  | Single Family Residence | No | No | No | Tier 5
16182219 | 411 | Siebert Drive | Kyle | 78640 | Avery Park | 29.9521 | -97.8434 | Non-Lead - Copper | No | Between 1989 and 2014 |  | Non-Lead - Plastic | Between 1989 and 2014 |  | Non-Lead | No | No |  | Single Family Residence | No | No | No | Tier 5
16184067 | 424 | Siebert Drive | Kyle | 78640 | Avery Park | 29.9522 | -97.844 | Non-Lead - Copper | No | Between 1989 and 2014 |  | Non-Lead - Plastic | Between 1989 and 2014 |  | Non-Lead | No | No |  | Single Family Residence | No | No | No | Tier 5
10721218 | 450 | Siebert Drive | Kyle | 78640 | Avery Park | 29.952 | -97.8442 | Non-Lead - Copper | No | Between 1989 and 2014 |  | Non-Lead - Plastic | Between 1989 and 2014 |  | Non-Lead | No | No |  | Single Family Residence | No | No | No | Tier 5
12402209 | 451 | Siebert Drive | Kyle | 78640 | Avery Park | 29.9518 | -97.8437 | Non-Lead - Copper | No | Between 1989 and 2014 |  | Non-Lead - Plastic | Between 1989 and 2014 |  | Non-Lead | No | No |  | Single Family Residence | No | No | No | Tier 5
16773911 | 482 | Siebert Drive | Kyle | 78640 | Avery Park | 29.9515 | -97.8444 | Non-Lead - Copper | No | Between 1989 and 2014 |  | Non-Lead - Plastic | Between 1989 and 2014 |  | Non-Lead | No | No |  | Single Family Residence | No | No | No | Tier 5
16776911 | 507 | Siebert Drive | Kyle | 78640 | Avery Park | 29.9513 | -97.8439 | Non-Lead - Copper | No | Between 1989 and 2014 |  | Non-Lead - Plastic | Between 1989 and 2014 |  | Non-Lead | No | No |  | Single Family Residence | No | No | No | Tier 5
15508608 | 547 | Siebert Drive | Kyle | 78640 | Avery Park | 29.9506 | -97.8435 | Non-Lead - Copper | No | Between 1989 and 2014 |  | Non-Lead - Plastic | Between 1989 and 2014 |  | Non-Lead | No | No |  | Single Family Residence | No | No | No | Tier 5
15506938 | 585 | Siebert Drive | Kyle | 78640 | Avery Park | 29.9504 | -97.8432 | Non-Lead - Copper | No | Between 1989 and 2014 |  | Non-Lead - Plastic | Between 1989 and 2014 |  | Non-Lead | No | No |  | Single Family Residence | No | No | No | Tier 5
748626 | 602 | Siebert Drive | Kyle | 78640 | Avery Park | 29.9498 | -97.8429 | Non-Lead - Copper | No | Between 1989 and 2014 |  | Non-Lead - Plastic | Between 1989 and 2014 |  | Non-Lead | No | No |  | Single Family Residence | No | No | No | Tier 5
12756928 | 622 | Siebert Drive | Kyle | 78640 | Avery Park | 29.9498 | -97.8426 | Non-Lead - Copper | No | Between 1989 and 2014 |  | Non-Lead - Plastic | Between 1989 and 2014 |  | Non-Lead | No | No |  | Single Family Residence | No | No | No | Tier 5
13427303 | 648 | Siebert Drive | Kyle | 78640 | Avery Park | 29.95 | -97.8421 | Non-Lead - Copper | No | Between 1989 and 2014 |  | Non-Lead - Plastic | Between 1989 and 2014 |  | Non-Lead | No | No |  | Single Family Residence | No | No | No | Tier 5
13540015 | 670 | Siebert Drive | Kyle | 78640 | Avery Park | 29.9502 | -97.8418 | Non-Lead - Copper | No | Between 1989 and 2014 |  | Non-Lead - Plastic | Between 1989 and 2014 |  | Non-Lead | No | No |  | Single Family Residence | No | No | No | Tier 5
10242435 | 696 | Siebert Drive | Kyle | 78640 | Avery Park | 29.9506 | -97.8414 | Non-Lead - Copper | No | Between 1989 and 2014 |  | Non-Lead - Plastic | Between 1989 and 2014 |  | Non-Lead | No | No |  | Single Family Residence | No | No | No | Tier 5
10242404 | 722 | Siebert Drive | Kyle | 78640 | Avery Park | 29.9508 | -97.8412 | Non-Lead - Copper | No | Between 1989 and 2014 |  | Non-Lead - Plastic | Between 1989 and 2014 |  | Non-Lead | No | No |  | Single Family Residence | No | No | No | Tier 5
13266919 | 748 | Siebert Drive | Kyle | 78640 | Avery Park | 29.9511 | -97.8409 | Non-Lead - Copper | No | Between 1989 and 2014 |  | Non-Lead - Plastic | Between 1989 and 2014 |  | Non-Lead | No | No |  | Single Family Residence | No | No | No | Tier 5
713787 | 778 | Siebert Drive | Kyle | 78640 | Avery Park | 29.9514 | -97.8406 | Non-Lead - Copper | No | Between 1989 and 2014 |  | Non-Lead - Plastic | Between 1989 and 2014 |  | Non-Lead | No | No |  | Single Family Residence | No | No | No | Tier 5
15802647 | 802 | Siebert Drive | Kyle | 78640 | Avery Park | 29.9517 | -97.8403 | Non-Lead - Copper | No | Between 1989 and 2014 |  | Non-Lead - Plastic | Between 1989 and 2014 |  | Non-Lead | No | No |  | Single Family Residence | No | No | No | Tier 5
15909200 | 828 | Siebert Drive | Kyle | 78640 | Avery Park | 29.9519 | -97.84 | Non-Lead - Copper | No | Between 1989 and 2014 |  | Non-Lead - Plastic | Between 1989 and 2014 |  | Non-Lead | No | No |  | Single Family Residence | No | No | No | Tier 5
15786194 | 856 | Siebert Drive | Kyle | 78640 | Avery Park | 29.9523 | -97.8396 | Non-Lead - Copper | No | Between 1989 and 2014 |  | Non-Lead - Plastic | Between 1989 and 2014 |  | Non-Lead | No | No |  | Single Family Residence | No | No | No | Tier 5
15790058 | 882 | Siebert Drive | Kyle | 78640 | Avery Park | 29.9525 | -97.8394 | Non-Lead - Copper | No | Between 1989 and 2014 |  | Non-Lead - Plastic | Between 1989 and 2014 |  | Non-Lead | No | No |  | Single Family Residence | No | No | No | Tier 5
12690127 | 118 | Raymond Drive | Kyle | 78640 | Avery Park | 29.9511 | -97.8444 | Non-Lead - Copper | No | Between 1989 and 2014 |  | Non-Lead - Plastic | Between 1989 and 2014 |  | Non-Lead | No | No |  | Single Family Residence | No | No | No | Tier 5
12088528 | 125 | Raymond Drive | Kyle | 78640 | Avery Park | 29.9506 | -97.8444 | Non-Lead - Copper | No | Between 1989 and 2014 |  | Non-Lead - Plastic | Between 1989 and 2014 |  | Non-Lead | No | No |  | Single Family Residence | No | No | No | Tier 5
13325415 | 148 | Raymond Drive | Kyle | 78640 | Avery Park | 29.9507 | -97.8449 | Non-Lead - Copper | No | Between 1989 and 2014 |  | Non-Lead - Plastic | Between 1989 and 2014 |  | Non-Lead | No | No |  | Single Family Residence | No | No | No | Tier 5
13367778 | 155 | Raymond Drive | Kyle | 78640 | Avery Park | 29.9504 | -97.8446 | Non-Lead - Copper | No | Between 1989 and 2014 |  | Non-Lead - Plastic | Between 1989 and 2014 |  | Non-Lead | No | No |  | Single Family Residence | No | No | No | Tier 5
13354966 | 172 | Raymond Drive | Kyle | 78640 | Avery Park | 29.9505 | -97.8452 | Non-Lead - Copper | No | Between 1989 and 2014 |  | Non-Lead - Plastic | Between 1989 and 2014 |  | Non-Lead | No | No |  | Single Family Residence | No | No | No | Tier 5
12253823 | 180 | Raymond Drive | Kyle | 78640 | Avery Park | 29.95 | -97.8449 | Non-Lead - Copper | No | Between 1989 and 2014 |  | Non-Lead - Plastic | Between 1989 and 2014 |  | Non-Lead | No | No |  | Single Family Residence | No | No | No | Tier 5
10774782 | 198 | Raymond Drive | Kyle | 78640 | Avery Park | 29.9502 | -97.8455 | Non-Lead - Copper | No | Between 1989 and 2014 |  | Non-Lead - Plastic | Between 1989 and 2014 |  | Non-Lead | No | No |  | Single Family Residence | No | No | No | Tier 5
16085771 | 205 | Raymond Drive | Kyle | 78640 | Avery Park | 29.9498 | -97.8452 | Non-Lead - Copper | No | Between 1989 and 2014 |  | Non-Lead - Plastic | Between 1989 and 2014 |  | Non-Lead | No | No |  | Single Family Residence | No | No | No | Tier 5
10726468 | 226 | Raymond Drive | Kyle | 78640 | Avery Park | 29.9499 | -97.8458 | Non-Lead - Copper | No | Between 1989 and 2014 |  | Non-Lead - Plastic | Between 1989 and 2014 |  | Non-Lead | No | No |  | Single Family Residence | No | No | No | Tier 5
15923009 | 245 | Raymond Drive | Kyle | 78640 | Avery Park | 29.9495 | -97.8455 | Non-Lead - Copper | No | Between 1989 and 2014 |  | Non-Lead - Plastic | Between 1989 and 2014 |  | Non-Lead | No | No |  | Single Family Residence | No | No | No | Tier 5
1425831 | 254 | Raymond Drive | Kyle | 78640 | 16182060, Avery Park | 29.9496 | -97.8462 | Non-Lead - Copper | No | Between 1989 and 2014 |  | Non-Lead - Plastic | Between 1989 and 2014 |  | Non-Lead | No | No |  | Single Family Residence | No | No | No | Tier 5
12242956 | 278 | Raymond Drive | Kyle | 78640 | Avery Park | 29.9494 | -97.8464 | Non-Lead - Copper | No | Between 1989 and 2014 |  | Non-Lead - Plastic | Between 1989 and 2014 |  | Non-Lead | No | No |  | Single Family Residence | No | No | No | Tier 5
12817798 | 328 | Raymond Drive | Kyle | 78640 | Avery Park | 29.9489 | -97.8471 | Non-Lead - Copper | No | Between 1989 and 2014 |  | Non-Lead - Plastic | Between 1989 and 2014 |  | Non-Lead | No | No |  | Single Family Residence | No | No | No | Tier 5
10769456 | 366 | Raymond Drive | Kyle | 78640 | Avery Park | 29.9484 | -97.8475 | Non-Lead - Copper | No | Between 1989 and 2014 |  | Non-Lead - Plastic | Between 1989 and 2014 |  | Non-Lead | No | No |  | Single Family Residence | No | No | No | Tier 5
12538408 | 120 | Michelle Cove | Kyle | 78640 | Avery Park | 29.9483 | -97.8468 | Non-Lead - Copper | No | Between 1989 and 2014 |  | Non-Lead - Plastic | Between 1989 and 2014 |  | Non-Lead | No | No |  | Single Family Residence | No | No | No | Tier 5
16773848 | 125 | Michelle Cove | Kyle | 78640 | Avery Park | 29.9487 | -97.8465 | Non-Lead - Copper | No | Between 1989 and 2014 |  | Non-Lead - Plastic | Between 1989 and 2014 |  | Non-Lead | No | No |  | Single Family Residence | No | No | No | Tier 5
16182019 | 144 | Michelle Cove | Kyle | 78640 | Avery Park | 29.9481 | -97.8465 | Non-Lead - Copper | No | Between 1989 and 2014 |  | Non-Lead - Plastic | Between 1989 and 2014 |  | Non-Lead | No | No |  | Single Family Residence | No | No | No | Tier 5
13450647 | 157 | Michelle Cove | Kyle | 78640 | Avery Park | 29.9483 | -97.8459 | Non-Lead - Copper | No | Between 1989 and 2014 |  | Non-Lead - Plastic | Between 1989 and 2014 |  | Non-Lead | No | No |  | Single Family Residence | No | No | No | Tier 5
15771037 | 170 | Michelle Cove | Kyle | 78640 | Avery Park | 29.9478 | -97.8462 | Non-Lead - Copper | No | Between 1989 and 2014 |  | Non-Lead - Plastic | Between 1989 and 2014 |  | Non-Lead | No | No |  | Single Family Residence | No | No | No | Tier 5
12689589 | 196 | Michelle Cove | Kyle | 78640 | Avery Park | 29.9476 | -97.8458 | Non-Lead - Copper | No | Between 1989 and 2014 |  | Non-Lead - Plastic | Between 1989 and 2014 |  | Non-Lead | No | No |  | Single Family Residence | No | No | No | Tier 5
12755947 | 220 | Michelle Cove | Kyle | 78640 | Avery Park | 29.9473 | -97.8456 | Non-Lead - Copper | No | Between 1989 and 2014 |  | Non-Lead - Plastic | Between 1989 and 2014 |  | Non-Lead | No | No |  | Single Family Residence | No | No | No | Tier 5
9300237 | 224 | Michelle Cove | Kyle | 78640 | Avery Park | 29.9471 | -97.8451 | Non-Lead - Copper | No | Between 1989 and 2014 |  | Non-Lead - Plastic | Between 1989 and 2014 |  | Non-Lead | No | No |  | Single Family Residence | No | No | No | Tier 5
16234452 | 247 | Michelle Cove | Kyle | 78640 | Avery Park | 29.9479 | -97.8453 | Non-Lead - Copper | No | Between 1989 and 2014 |  | Non-Lead - Plastic | Between 1989 and 2014 |  | Non-Lead | No | No |  | Single Family Residence | No | No | No | Tier 5
15506486 | 248 | Michelle Cove | Kyle | 78640 | 5535900, Avery Park | 29.9475 | -97.8449 | Non-Lead - Copper | No | Between 1989 and 2014 |  | Non-Lead - Plastic | Between 1989 and 2014 |  | Non-Lead | No | No |  | Single Family Residence | No | No | No | Tier 5
16183223 | 273 | Michelle Cove | Kyle | 78640 | Avery Park | 29.9481 | -97.845 | Non-Lead - Copper | No | Between 1989 and 2014 |  | Non-Lead - Plastic | Between 1989 and 2014 |  | Non-Lead | No | No |  | Single Family Residence | No | No | No | Tier 5
15789257 | 274 | Michelle Cove | Kyle | 78640 | Avery Park | 29.9478 | -97.8446 | Non-Lead - Copper | No | Between 1989 and 2014 |  | Non-Lead - Plastic | Between 1989 and 2014 |  | Non-Lead | No | No |  | Single Family Residence | No | No | No | Tier 5
707465 | 298 | Michelle Cove | Kyle | 78640 | Avery Park | 29.9481 | -97.8441 | Non-Lead - Copper | No | Between 1989 and 2014 |  | Non-Lead - Plastic | Between 1989 and 2014 |  | Non-Lead | No | No |  | Single Family Residence | No | No | No | Tier 5
13264554 | 299 | Michelle Cove | Kyle | 78640 | Avery Park | 29.9485 | -97.8447 | Non-Lead - Copper | No | Between 1989 and 2014 |  | Non-Lead - Plastic | Between 1989 and 2014 |  | Non-Lead | No | No |  | Single Family Residence | No | No | No | Tier 5
13265292 | 315 | Michelle Cove | Kyle | 78640 | Avery Park | 29.9487 | -97.8443 | Non-Lead - Copper | No | Between 1989 and 2014 |  | Non-Lead - Plastic | Between 1989 and 2014 |  | Non-Lead | No | No |  | Single Family Residence | No | No | No | Tier 5
10838015 | 320 | Michelle Cove | Kyle | 78640 | Avery Park | 29.9484 | -97.844 | Non-Lead - Copper | No | Between 1989 and 2014 |  | Non-Lead - Plastic | Between 1989 and 2014 |  | Non-Lead | No | No |  | Single Family Residence | No | No | No | Tier 5
9393796 | 121 | Kristen Drive | Kyle | 78640 | Avery Park | 29.9546 | -97.8401 | Non-Lead - Copper | No | Between 1989 and 2014 |  | Non-Lead - Plastic | Between 1989 and 2014 |  | Non-Lead | No | No |  | Single Family Residence | No | No | No | Tier 5
15510703 | 149 | Kristen Drive | Kyle | 78640 | Avery Park | 29.9543 | -97.8399 | Non-Lead - Copper | No | Between 1989 and 2014 |  | Non-Lead - Plastic | Between 1989 and 2014 |  | Non-Lead | No | No |  | Single Family Residence | No | No | No | Tier 5
12864195 | 166 | Kristen Drive | Kyle | 78640 | Avery Park | 29.9537 | -97.8402 | Non-Lead - Copper | No | Between 1989 and 2014 |  | Non-Lead - Plastic | Between 1989 and 2014 |  | Non-Lead | No | No |  | Single Family Residence | No | No | No | Tier 5
12687754 | 181 | Kristen Drive | Kyle | 78640 | Avery Park | 29.9538 | -97.8395 | Non-Lead - Copper | No | Between 1989 and 2014 |  | Non-Lead - Plastic | Between 1989 and 2014 |  | Non-Lead | No | No |  | Single Family Residence | No | No | No | Tier 5
16243489 | 196 | Kristen Drive | Kyle | 78640 | Avery Park | 29.9535 | -97.8399 | Non-Lead - Copper | No | Between 1989 and 2014 |  | Non-Lead - Plastic | Between 1989 and 2014 |  | Non-Lead | No | No |  | Single Family Residence | No | No | No | Tier 5
13552795 | 211 | Kristen Drive | Kyle | 78640 | Avery Park | 29.9536 | -97.8393 | Non-Lead - Copper | No | Between 1989 and 2014 |  | Non-Lead - Plastic | Between 1989 and 2014 |  | Non-Lead | No | No |  | Single Family Residence | No | No | No | Tier 5
9296307 | 226 | Kristen Drive | Kyle | 78640 | Avery Park | 29.9531 | -97.8396 | Non-Lead - Copper | No | Between 1989 and 2014 |  | Non-Lead - Plastic | Between 1989 and 2014 |  | Non-Lead | No | No |  | Single Family Residence | No | No | No | Tier 5
12544057 | 243 | Kristen Drive | Kyle | 78640 | Avery Park | 29.9532 | -97.8388 | Non-Lead - Copper | No | Between 1989 and 2014 |  | Non-Lead - Plastic | Between 1989 and 2014 |  | Non-Lead | No | No |  | Single Family Residence | No | No | No | Tier 5
13553011 | 257 | Kristen Drive | Kyle | 78640 | Avery Park | 29.9528 | -97.8388 | Non-Lead - Copper | No | Between 1989 and 2014 |  | Non-Lead - Plastic | Between 1989 and 2014 |  | Non-Lead | No | No |  | Single Family Residence | No | No | No | Tier 5
12585257 | 120 | Sheran Cove | Kyle | 78640 | Avery Park | 29.9523 | -97.8404 | Non-Lead - Copper | No | Between 1989 and 2014 |  | Non-Lead - Plastic | Between 1989 and 2014 |  | Non-Lead | No | No |  | Single Family Residence | No | No | No | Tier 5
16242051 | 121 | Sheran Cove | Kyle | 78640 | Avery Park | 29.952 | -97.8407 | Non-Lead - Copper | No | Between 1989 and 2014 |  | Non-Lead - Plastic | Between 1989 and 2014 |  | Non-Lead | No | No |  | Single Family Residence | No | No | No | Tier 5
15904392 | 145 | Sheran Cove | Kyle | 78640 | Avery Park | 29.9522 | -97.841 | Non-Lead - Copper | No | Between 1989 and 2014 |  | Non-Lead - Plastic | Between 1989 and 2014 |  | Non-Lead | No | No |  | Single Family Residence | No | No | No | Tier 5
12578727 | 146 | Sheran Cove | Kyle | 78640 | Avery Park | 29.9525 | -97.8406 | Non-Lead - Copper | No | Between 1989 and 2014 |  | Non-Lead - Plastic | Between 1989 and 2014 |  | Non-Lead | No | No |  | Single Family Residence | No | No | No | Tier 5
13127306 | 165 | Sheran Cove | Kyle | 78640 | Avery Park | 29.9525 | -97.8413 | Non-Lead - Copper | No | Between 1989 and 2014 |  | Non-Lead - Plastic | Between 1989 and 2014 |  | Non-Lead | No | No |  | Single Family Residence | No | No | No | Tier 5
13145706 | 166 | Sheran Cove | Kyle | 78640 | Avery Park | 29.9528 | -97.841 | Non-Lead - Copper | No | Between 1989 and 2014 |  | Non-Lead - Plastic | Between 1989 and 2014 |  | Non-Lead | No | No |  | Single Family Residence | No | No | No | Tier 5
15923494 | 120 | Terry Cove | Kyle | 78640 | Avery Park | 29.9512 | -97.8417 | Non-Lead - Copper | No | Between 1989 and 2014 |  | Non-Lead - Plastic | Between 1989 and 2014 |  | Non-Lead | No | No |  | Single Family Residence | No | No | No | Tier 5
15511620 | 121 | Terry Cove | Kyle | 78640 | Avery Park | 29.9508 | -97.842 | Non-Lead - Copper | No | Between 1989 and 2014 |  | Non-Lead - Plastic | Between 1989 and 2014 |  | Non-Lead | No | No |  | Single Family Residence | No | No | No | Tier 5
10669427 | 145 | Terry Cove | Kyle | 78640 | Avery Park | 29.951 | -97.8422 | Non-Lead - Copper | No | Between 1989 and 2014 |  | Non-Lead - Plastic | Between 1989 and 2014 |  | Non-Lead | No | No |  | Single Family Residence | No | No | No | Tier 5
15923782 | 146 | Terry Cove | Kyle | 78640 | Avery Park | 29.9514 | -97.8418 | Non-Lead - Copper | No | Between 1989 and 2014 |  | Non-Lead - Plastic | Between 1989 and 2014 |  | Non-Lead | No | No |  | Single Family Residence | No | No | No | Tier 5
5116821 | 165 | Terry Cove | Kyle | 78640 | Avery Park | 29.9514 | -97.8426 | Non-Lead - Copper | No | Between 1989 and 2014 |  | Non-Lead - Plastic | Between 1989 and 2014 |  | Non-Lead | No | No |  | Single Family Residence | No | No | No | Tier 5
12582998 | 166 | Terry Cove | Kyle | 78640 | Avery Park | 29.9517 | -97.8423 | Non-Lead - Copper | No | Between 1989 and 2014 |  | Non-Lead - Plastic | Between 1989 and 2014 |  | Non-Lead | No | No |  | Single Family Residence | No | No | No | Tier 5
12690180 | 500 | Bunton Reserve Blvd | Kyle | 78640 | Bunton Creek Reserve Subdivision | 29.9806 | -97.8359 | Non-Lead - Plastic | No | After 2014 |  | Non-Lead - Plastic | After 2014 |  | Non-Lead | No | No |  | Single Family Residence | No | No | No | Tier 5
15885975 | 510 | Bunton Reserve Blvd | Kyle | 78640 | Bunton Creek Reserve Subdivision | 29.9804 | -97.836 | Non-Lead - Plastic | No | After 2014 |  | Non-Lead - Plastic | After 2014 |  | Non-Lead | No | No |  | Single Family Residence | No | No | No | Tier 5
15918401 | 520 | Bunton Reserve Blvd | Kyle | 78640 | Bunton Creek Reserve Subdivision | 29.9803 | -97.8361 | Non-Lead - Plastic | No | After 2014 |  | Non-Lead - Plastic | After 2014 |  | Non-Lead | No | No |  | Single Family Residence | No | No | No | Tier 5
262486 | 530 | Bunton Reserve Blvd | Kyle | 78640 | Bunton Creek Reserve Subdivision | 29.9802 | -97.8362 | Non-Lead - Plastic | No | After 2014 |  | Non-Lead - Plastic | After 2014 |  | Non-Lead | No | No |  | Single Family Residence | No | No | No | Tier 5
816278 | 540 | Bunton Reserve Blvd | Kyle | 78640 | Bunton Creek Reserve Subdivision | 29.9801 | -97.8363 | Non-Lead - Plastic | No | After 2014 |  | Non-Lead - Plastic | After 2014 |  | Non-Lead | No | No |  | Single Family Residence | No | No | No | Tier 5
821879 | 550 | Bunton Reserve Blvd | Kyle | 78640 | Bunton Creek Reserve Subdivision | 29.98 | -97.8364 | Non-Lead - Plastic | No | After 2014 |  | Non-Lead - Plastic | After 2014 |  | Non-Lead | No | No |  | Single Family Residence | No | No | No | Tier 5
260966 | 551 | Bunton Reserve Blvd | Kyle | 78640 | Bunton Creek Reserve Subdivision | 29.9797 | -97.836 | Non-Lead - Plastic | No | After 2014 |  | Non-Lead - Plastic | After 2014 |  | Non-Lead | No | No |  | Single Family Residence | No | No | No | Tier 5
9612736 | 560 | Bunton Reserve Blvd | Kyle | 78640 | Bunton Creek Reserve Subdivision | 29.9799 | -97.8366 | Non-Lead - Plastic | No | After 2014 |  | Non-Lead - Plastic | After 2014 |  | Non-Lead | No | No |  | Single Family Residence | No | No | No | Tier 5
9612615 | 561 | Bunton Reserve Blvd | Kyle | 78640 | Bunton Creek Reserve Subdivision | 29.9796 | -97.8362 | Non-Lead - Plastic | No | After 2014 |  | Non-Lead - Plastic | After 2014 |  | Non-Lead | No | No |  | Single Family Residence | No | No | No | Tier 5
820371 | 570 | Bunton Reserve Blvd | Kyle | 78640 | Bunton Creek Reserve Subdivision | 29.9798 | -97.8367 | Non-Lead - Plastic | No | After 2014 |  | Non-Lead - Plastic | After 2014 |  | Non-Lead | No | No |  | Single Family Residence | No | No | No | Tier 5
9401792 | 571 | Bunton Reserve Blvd | Kyle | 78640 | Bunton Creek Reserve Subdivision | 29.9795 | -97.8363 | Non-Lead - Plastic | No | After 2014 |  | Non-Lead - Plastic | After 2014 |  | Non-Lead | No | No |  | Single Family Residence | No | No | No | Tier 5
816678 | 580 | Bunton Reserve Blvd | Kyle | 78640 | Bunton Creek Reserve Subdivision | 29.9797 | -97.8368 | Non-Lead - Plastic | No | After 2014 |  | Non-Lead - Plastic | After 2014 |  | Non-Lead | No | No |  | Single Family Residence | No | No | No | Tier 5
261096 | 581 | Bunton Reserve Blvd | Kyle | 78640 | Bunton Creek Reserve Subdivision | 29.9794 | -97.8364 | Non-Lead - Plastic | No | After 2014 |  | Non-Lead - Plastic | After 2014 |  | Non-Lead | No | No |  | Single Family Residence | No | No | No | Tier 5
262718 | 590 | Bunton Reserve Blvd | Kyle | 78640 | Bunton Creek Reserve Subdivision | 29.9796 | -97.8369 | Non-Lead - Plastic | No | After 2014 |  | Non-Lead - Plastic | After 2014 |  | Non-Lead | No | No |  | Single Family Residence | No | No | No | Tier 5
9613111 | 591 | Bunton Reserve Blvd | Kyle | 78640 | Bunton Creek Reserve Subdivision | 29.9793 | -97.8365 | Non-Lead - Plastic | No | After 2014 |  | Non-Lead - Plastic | After 2014 |  | Non-Lead | No | No |  | Single Family Residence | No | No | No | Tier 5
815352 | 600 | Bunton Reserve Blvd | Kyle | 78640 | Bunton Creek Reserve Subdivision | 29.9795 | -97.837 | Non-Lead - Plastic | No | After 2014 |  | Non-Lead - Plastic | After 2014 |  | Non-Lead | No | No |  | Single Family Residence | No | No | No | Tier 5
263023 | 601 | Bunton Reserve Blvd | Kyle | 78640 | Bunton Creek Reserve Subdivision | 29.9792 | -97.8366 | Non-Lead - Plastic | No | After 2014 |  | Non-Lead - Plastic | After 2014 |  | Non-Lead | No | No |  | Single Family Residence | No | No | No | Tier 5
9183634 | 610 | Bunton Reserve Blvd | Kyle | 78640 | Bunton Creek Reserve Subdivision | 29.9794 | -97.8371 | Non-Lead - Plastic | No | After 2014 |  | Non-Lead - Plastic | After 2014 |  | Non-Lead | No | No |  | Single Family Residence | No | No | No | Tier 5
9400564 | 611 | Bunton Reserve Blvd | Kyle | 78640 | Bunton Creek Reserve Subdivision | 29.9791 | -97.8367 | Non-Lead - Plastic | No | After 2014 |  | Non-Lead - Plastic | After 2014 |  | Non-Lead | No | No |  | Single Family Residence | No | No | No | Tier 5
820893 | 630 | Bunton Reserve Blvd | Kyle | 78640 | 00817811, Bunton Creek Reserve Subdivision | 29.9791 | -97.8374 | Non-Lead - Plastic | No | After 2014 |  | Non-Lead - Plastic | After 2014 |  | Non-Lead | No | No |  | Single Family Residence | No | No | No | Tier 5
818801 | 650 | Bunton Reserve Blvd | Kyle | 78640 | Bunton Creek Reserve Subdivision | 29.9789 | -97.8377 | Non-Lead - Plastic | No | After 2014 |  | Non-Lead - Plastic | After 2014 |  | Non-Lead | No | No |  | Single Family Residence | No | No | No | Tier 5
9272038 | 660 | Bunton Reserve Blvd | Kyle | 78640 | Bunton Creek Reserve Subdivision | 29.9788 | -97.8378 | Non-Lead - Plastic | No | After 2014 |  | Non-Lead - Plastic | After 2014 |  | Non-Lead | No | No |  | Single Family Residence | No | No | No | Tier 5
857558 | 670 | Bunton Reserve Blvd | Kyle | 78640 | Bunton Creek Reserve Subdivision | 29.9787 | -97.8379 | Non-Lead - Plastic | No | After 2014 |  | Non-Lead - Plastic | After 2014 |  | Non-Lead | No | No |  | Single Family Residence | No | No | No | Tier 5
866499 | 680 | Bunton Reserve Blvd | Kyle | 78640 | Bunton Creek Reserve Subdivision | 29.9786 | -97.838 | Non-Lead - Plastic | No | After 2014 |  | Non-Lead - Plastic | After 2014 |  | Non-Lead | No | No |  | Single Family Residence | No | No | No | Tier 5
9272411 | 690 | Bunton Reserve Blvd | Kyle | 78640 | Bunton Creek Reserve Subdivision | 29.9785 | -97.8381 | Non-Lead - Plastic | No | After 2014 |  | Non-Lead - Plastic | After 2014 |  | Non-Lead | No | No |  | Single Family Residence | No | No | No | Tier 5
9553788 | 691 | Bunton Reserve Blvd | Kyle | 78640 | Bunton Creek Reserve Subdivision | 29.9782 | -97.8377 | Non-Lead - Plastic | No | After 2014 |  | Non-Lead - Plastic | After 2014 |  | Non-Lead | No | No |  | Single Family Residence | No | No | No | Tier 5
837804 | 700 | Bunton Reserve Blvd | Kyle | 78640 | Bunton Creek Reserve Subdivision | 29.9784 | -97.8382 | Non-Lead - Plastic | No | After 2014 |  | Non-Lead - Plastic | After 2014 |  | Non-Lead | No | No |  | Single Family Residence | No | No | No | Tier 5
9611416 | 701 | Bunton Reserve Blvd | Kyle | 78640 | Bunton Creek Reserve Subdivision | 29.978 | -97.8378 | Non-Lead - Plastic | No | After 2014 |  | Non-Lead - Plastic | After 2014 |  | Non-Lead | No | No |  | Single Family Residence | No | No | No | Tier 5
9249574 | 710 | Bunton Reserve Blvd | Kyle | 78640 | Bunton Creek Reserve Subdivision | 29.9783 | -97.8384 | Non-Lead - Plastic | No | After 2014 |  | Non-Lead - Plastic | After 2014 |  | Non-Lead | No | No |  | Single Family Residence | No | No | No | Tier 5
9198884 | 711 | Bunton Reserve Blvd | Kyle | 78640 | Bunton Creek Reserve Subdivision | 29.9779 | -97.838 | Non-Lead - Plastic | No | After 2014 |  | Non-Lead - Plastic | After 2014 |  | Non-Lead | No | No |  | Single Family Residence | No | No | No | Tier 5
9265353 | 720 | Bunton Reserve Blvd | Kyle | 78640 | Bunton Creek Reserve Subdivision | 29.9782 | -97.8385 | Non-Lead - Plastic | No | After 2014 |  | Non-Lead - Plastic | After 2014 |  | Non-Lead | No | No |  | Single Family Residence | No | No | No | Tier 5
835999 | 721 | Bunton Reserve Blvd | Kyle | 78640 | Bunton Creek Reserve Subdivision | 29.9778 | -97.8381 | Non-Lead - Plastic | No | After 2014 |  | Non-Lead - Plastic | After 2014 |  | Non-Lead | No | No |  | Single Family Residence | No | No | No | Tier 5
9263729 | 730 | Bunton Reserve Blvd | Kyle | 78640 | Bunton Creek Reserve Subdivision | 29.9781 | -97.8386 | Non-Lead - Plastic | No | After 2014 |  | Non-Lead - Plastic | After 2014 |  | Non-Lead | No | No |  | Single Family Residence | No | No | No | Tier 5
852199 | 731 | Bunton Reserve Blvd | Kyle | 78640 | Bunton Creek Reserve Subdivision | 29.9777 | -97.8382 | Non-Lead - Plastic | No | After 2014 |  | Non-Lead - Plastic | After 2014 |  | Non-Lead | No | No |  | Single Family Residence | No | No | No | Tier 5
9258356 | 740 | Bunton Reserve Blvd | Kyle | 78640 | MTR_3105, Bunton Creek Reserve Subdivision | 29.978 | -97.8387 | Non-Lead - Plastic | No | After 2014 |  | Non-Lead - Plastic | After 2014 |  | Non-Lead | No | No |  | Single Family Residence | No | No | No | Tier 5
849564 | 741 | Bunton Reserve Blvd | Kyle | 78640 | Bunton Creek Reserve Subdivision | 29.9776 | -97.8383 | Non-Lead - Plastic | No | After 2014 |  | Non-Lead - Plastic | After 2014 |  | Non-Lead | No | No |  | Single Family Residence | No | No | No | Tier 5
9271916 | 750 | Bunton Reserve Blvd | Kyle | 78640 | Bunton Creek Reserve Subdivision | 29.9779 | -97.8388 | Non-Lead - Plastic | No | After 2014 |  | Non-Lead - Plastic | After 2014 |  | Non-Lead | No | No |  | Single Family Residence | No | No | No | Tier 5
832315 | 751 | Bunton Reserve Blvd | Kyle | 78640 | Bunton Creek Reserve Subdivision | 29.9775 | -97.8384 | Non-Lead - Plastic | No | After 2014 |  | Non-Lead - Plastic | After 2014 |  | Non-Lead | No | No |  | Single Family Residence | No | No | No | Tier 5
846827 | 760 | Bunton Reserve Blvd | Kyle | 78640 | Bunton Creek Reserve Subdivision | 29.9778 | -97.8389 | Non-Lead - Plastic | No | After 2014 |  | Non-Lead - Plastic | After 2014 |  | Non-Lead | No | No |  | Single Family Residence | No | No | No | Tier 5
818988 | 761 | Bunton Reserve Blvd | Kyle | 78640 | Bunton Creek Reserve Subdivision | 29.9774 | -97.8385 | Non-Lead - Plastic | No | After 2014 |  | Non-Lead - Plastic | After 2014 |  | Non-Lead | No | No |  | Single Family Residence | No | No | No | Tier 5
778821 | 770 | Bunton Reserve Blvd | Kyle | 78640 | Bunton Creek Reserve Subdivision | 29.9777 | -97.839 | Non-Lead - Plastic | No | After 2014 |  | Non-Lead - Plastic | After 2014 |  | Non-Lead | No | No |  | Single Family Residence | No | No | No | Tier 5
817698 | 771 | Bunton Reserve Blvd | Kyle | 78640 | Bunton Creek Reserve Subdivision | 29.9773 | -97.8387 | Non-Lead - Plastic | No | After 2014 |  | Non-Lead - Plastic | After 2014 |  | Non-Lead | No | No |  | Single Family Residence | No | No | No | Tier 5
9207920 | 780 | Bunton Reserve Blvd | Kyle | 78640 | Bunton Creek Reserve Subdivision | 29.9776 | -97.8392 | Non-Lead - Plastic | No | After 2014 |  | Non-Lead - Plastic | After 2014 |  | Non-Lead | No | No |  | Single Family Residence | No | No | No | Tier 5
9307968 | 781 | Bunton Reserve Blvd | Kyle | 78640 | Bunton Creek Reserve Subdivision | 29.9772 | -97.8388 | Non-Lead - Plastic | No | After 2014 |  | Non-Lead - Plastic | After 2014 |  | Non-Lead | No | No |  | Single Family Residence | No | No | No | Tier 5
770114 | 790 | Bunton Reserve Blvd | Kyle | 78640 | Bunton Creek Reserve Subdivision | 29.9774 | -97.8392 | Non-Lead - Plastic | No | After 2014 |  | Non-Lead - Plastic | After 2014 |  | Non-Lead | No | No |  | Single Family Residence | No | No | No | Tier 5
780922 | 791 | Bunton Reserve Blvd | Kyle | 78640 | Bunton Creek Reserve Subdivision | 29.9771 | -97.8389 | Non-Lead - Plastic | No | After 2014 |  | Non-Lead - Plastic | After 2014 |  | Non-Lead | No | No |  | Single Family Residence | No | No | No | Tier 5
807667 | 800 | Bunton Reserve Blvd | Kyle | 78640 | Bunton Creek Reserve Subdivision | 29.9773 | -97.8394 | Non-Lead - Plastic | No | After 2014 |  | Non-Lead - Plastic | After 2014 |  | Non-Lead | No | No |  | Single Family Residence | No | No | No | Tier 5
844851 | 801 | Bunton Reserve Blvd | Kyle | 78640 | Bunton Creek Reserve Subdivision | 29.977 | -97.839 | Non-Lead - Plastic | No | After 2014 |  | Non-Lead - Plastic | After 2014 |  | Non-Lead | No | No |  | Single Family Residence | No | No | No | Tier 5
9399109 | 820 | Bunton Reserve Blvd | Kyle | 78640 | Bunton Creek Reserve Subdivision | 29.9771 | -97.8397 | Non-Lead - Plastic | No | After 2014 |  | Non-Lead - Plastic | After 2014 |  | Non-Lead | No | No |  | Single Family Residence | No | No | No | Tier 5
781359 | 821 | Bunton Reserve Blvd | Kyle | 78640 | Bunton Creek Reserve Subdivision | 29.9767 | -97.8393 | Non-Lead - Plastic | No | After 2014 |  | Non-Lead - Plastic | After 2014 |  | Non-Lead | No | No |  | Single Family Residence | No | No | No | Tier 5
9248121 | 830 | Bunton Reserve Blvd | Kyle | 78640 | Bunton Creek Reserve Subdivision | 29.977 | -97.8398 | Non-Lead - Plastic | No | After 2014 |  | Non-Lead - Plastic | After 2014 |  | Non-Lead | No | No |  | Single Family Residence | No | No | No | Tier 5
788220 | 831 | Bunton Reserve Blvd | Kyle | 78640 | Bunton Creek Reserve Subdivision | 29.9766 | -97.8394 | Non-Lead - Plastic | No | After 2014 |  | Non-Lead - Plastic | After 2014 |  | Non-Lead | No | No |  | Single Family Residence | No | No | No | Tier 5
9247667 | 840 | Bunton Reserve Blvd | Kyle | 78640 | Bunton Creek Reserve Subdivision | 29.9769 | -97.8399 | Non-Lead - Plastic | No | After 2014 |  | Non-Lead - Plastic | After 2014 |  | Non-Lead | No | No |  | Single Family Residence | No | No | No | Tier 5
768813 | 841 | Bunton Reserve Blvd | Kyle | 78640 | Bunton Creek Reserve Subdivision | 29.9765 | -97.8395 | Non-Lead - Plastic | No | After 2014 |  | Non-Lead - Plastic | After 2014 |  | Non-Lead | No | No |  | Single Family Residence | No | No | No | Tier 5
757203 | 850 | Bunton Reserve Blvd | Kyle | 78640 | Bunton Creek Reserve Subdivision | 29.9768 | -97.84 | Non-Lead - Plastic | No | After 2014 |  | Non-Lead - Plastic | After 2014 |  | Non-Lead | No | No |  | Single Family Residence | No | No | No | Tier 5
823274 | 851 | Bunton Reserve Blvd | Kyle | 78640 | Bunton Creek Reserve Subdivision | 29.9764 | -97.8396 | Non-Lead - Plastic | No | After 2014 |  | Non-Lead - Plastic | After 2014 |  | Non-Lead | No | No |  | Single Family Residence | No | No | No | Tier 5
12979613 | 860 | Bunton Reserve Blvd | Kyle | 78640 | Bunton Creek Reserve Subdivision | 29.9766 | -97.8401 | Non-Lead - Plastic | No | After 2014 |  | Non-Lead - Plastic | After 2014 |  | Non-Lead | No | No |  | Single Family Residence | No | No | No | Tier 5
12963368 | 861 | Bunton Reserve Blvd | Kyle | 78640 | Bunton Creek Reserve Subdivision | 29.9763 | -97.8397 | Non-Lead - Plastic | No | After 2014 |  | Non-Lead - Plastic | After 2014 |  | Non-Lead | No | No |  | Single Family Residence | No | No | No | Tier 5
12984399 | 870 | Bunton Reserve Blvd | Kyle | 78640 | Bunton Creek Reserve Subdivision | 29.9765 | -97.8402 | Non-Lead - Plastic | No | After 2014 |  | Non-Lead - Plastic | After 2014 |  | Non-Lead | No | No |  | Single Family Residence | No | No | No | Tier 5
825224 | 871 | Bunton Reserve Blvd | Kyle | 78640 | Bunton Creek Reserve Subdivision | 29.9762 | -97.8398 | Non-Lead - Plastic | No | After 2014 |  | Non-Lead - Plastic | After 2014 |  | Non-Lead | No | No |  | Single Family Residence | No | No | No | Tier 5
809130 | 880 | Bunton Reserve Blvd | Kyle | 78640 | Bunton Creek Reserve Subdivision | 29.9765 | -97.8404 | Non-Lead - Plastic | No | After 2014 |  | Non-Lead - Plastic | After 2014 |  | Non-Lead | No | No |  | Single Family Residence | No | No | No | Tier 5
781498 | 881 | Bunton Reserve Blvd | Kyle | 78640 | Bunton Creek Reserve Subdivision | 29.9761 | -97.8399 | Non-Lead - Plastic | No | After 2014 |  | Non-Lead - Plastic | After 2014 |  | Non-Lead | No | No |  | Single Family Residence | No | No | No | Tier 5
12984070 | 890 | Bunton Reserve Blvd | Kyle | 78640 | Bunton Creek Reserve Subdivision | 29.9764 | -97.8405 | Non-Lead - Plastic | No | After 2014 |  | Non-Lead - Plastic | After 2014 |  | Non-Lead | No | No |  | Single Family Residence | No | No | No | Tier 5
781588 | 891 | Bunton Reserve Blvd | Kyle | 78640 | Bunton Creek Reserve Subdivision | 29.976 | -97.8401 | Non-Lead - Plastic | No | After 2014 |  | Non-Lead - Plastic | After 2014 |  | Non-Lead | No | No |  | Single Family Residence | No | No | No | Tier 5
12963771 | 900 | Bunton Reserve Blvd | Kyle | 78640 | Bunton Creek Reserve Subdivision | 29.9762 | -97.8406 | Non-Lead - Plastic | No | After 2014 |  | Non-Lead - Plastic | After 2014 |  | Non-Lead | No | No |  | Single Family Residence | No | No | No | Tier 5
807630 | 901 | Bunton Reserve Blvd | Kyle | 78640 | Bunton Creek Reserve Subdivision | 29.9759 | -97.8402 | Non-Lead - Plastic | No | After 2014 |  | Non-Lead - Plastic | After 2014 |  | Non-Lead | No | No |  | Single Family Residence | No | No | No | Tier 5
12980554 | 910 | Bunton Reserve Blvd | Kyle | 78640 | Bunton Creek Reserve Subdivision | 29.9761 | -97.8407 | Non-Lead - Plastic | No | After 2014 |  | Non-Lead - Plastic | After 2014 |  | Non-Lead | No | No |  | Single Family Residence | No | No | No | Tier 5
792624 | 911 | Bunton Reserve Blvd | Kyle | 78640 | Bunton Creek Reserve Subdivision | 29.9758 | -97.8403 | Non-Lead - Plastic | No | After 2014 |  | Non-Lead - Plastic | After 2014 |  | Non-Lead | No | No |  | Single Family Residence | No | No | No | Tier 5
12963770 | 920 | Bunton Reserve Blvd | Kyle | 78640 | Bunton Creek Reserve Subdivision | 29.976 | -97.8408 | Non-Lead - Plastic | No | After 2014 |  | Non-Lead - Plastic | After 2014 |  | Non-Lead | No | No |  | Single Family Residence | No | No | No | Tier 5
12953246 | 921 | Bunton Reserve Blvd | Kyle | 78640 | Bunton Creek Reserve Subdivision | 29.9757 | -97.8404 | Non-Lead - Plastic | No | After 2014 |  | Non-Lead - Plastic | After 2014 |  | Non-Lead | No | No |  | Single Family Residence | No | No | No | Tier 5
12908558 | 930 | Bunton Reserve Blvd | Kyle | 78640 | Bunton Creek Reserve Subdivision | 29.9759 | -97.841 | Non-Lead - Plastic | No | After 2014 |  | Non-Lead - Plastic | After 2014 |  | Non-Lead | No | No |  | Single Family Residence | No | No | No | Tier 5
780776 | 931 | Bunton Reserve Blvd | Kyle | 78640 | Bunton Creek Reserve Subdivision | 29.9756 | -97.8405 | Non-Lead - Plastic | No | After 2014 |  | Non-Lead - Plastic | After 2014 |  | Non-Lead | No | No |  | Single Family Residence | No | No | No | Tier 5
12956329 | 940 | Bunton Reserve Blvd | Kyle | 78640 | Bunton Creek Reserve Subdivision | 29.9758 | -97.841 | Non-Lead - Plastic | No | After 2014 |  | Non-Lead - Plastic | After 2014 |  | Non-Lead | No | No |  | Single Family Residence | No | No | No | Tier 5
802397 | 941 | Bunton Reserve Blvd | Kyle | 78640 | Bunton Creek Reserve Subdivision | 29.9755 | -97.8406 | Non-Lead - Plastic | No | After 2014 |  | Non-Lead - Plastic | After 2014 |  | Non-Lead | No | No |  | Single Family Residence | No | No | No | Tier 5
1793227 | 950 | Bunton Reserve Blvd | Kyle | 78640 | 12952293, Bunton Creek Reserve Subdivision | 29.9757 | -97.8412 | Non-Lead - Plastic | No | After 2014 |  | Non-Lead - Plastic | After 2014 |  | Non-Lead | No | No |  | Single Family Residence | No | No | No | Tier 5
773771 | 951 | Bunton Reserve Blvd | Kyle | 78640 | Bunton Creek Reserve Subdivision | 29.9755 | -97.8407 | Non-Lead - Plastic | No | After 2014 |  | Non-Lead - Plastic | After 2014 |  | Non-Lead | No | No |  | Single Family Residence | No | No | No | Tier 5
12916726 | 960 | Bunton Reserve Blvd | Kyle | 78640 | Bunton Creek Reserve Subdivision | 29.9756 | -97.8413 | Non-Lead - Plastic | No | After 2014 |  | Non-Lead - Plastic | After 2014 |  | Non-Lead | No | No |  | Single Family Residence | No | No | No | Tier 5
804212 | 961 | Bunton Reserve Blvd | Kyle | 78640 | Bunton Creek Reserve Subdivision | 29.9753 | -97.8408 | Non-Lead - Plastic | No | After 2014 |  | Non-Lead - Plastic | After 2014 |  | Non-Lead | No | No |  | Single Family Residence | No | No | No | Tier 5
778214 | 970 | Bunton Reserve Blvd | Kyle | 78640 | Bunton Creek Reserve Subdivision | 29.9755 | -97.8415 | Non-Lead - Plastic | No | After 2014 |  | Non-Lead - Plastic | After 2014 |  | Non-Lead | No | No |  | Single Family Residence | No | No | No | Tier 5
9400567 | 980 | Bunton Reserve Blvd | Kyle | 78640 | Bunton Creek Reserve Subdivision | 29.9753 | -97.8416 | Non-Lead - Plastic | No | After 2014 |  | Non-Lead - Plastic | After 2014 |  | Non-Lead | No | No |  | Single Family Residence | No | No | No | Tier 5
15913671 | 191 | Rubrum Road | Kyle | 78640 | Bunton Creek Reserve Subdivision | 29.9778 | -97.8361 | Non-Lead - Plastic | No | After 2014 |  | Non-Lead - Plastic | After 2014 |  | Non-Lead | No | No |  | Single Family Residence | No | No | No | Tier 5
9624829 | 131 | Shiro Drive | Kyle | 78640 | Bunton Creek Reserve Subdivision | 29.977 | -97.8361 | Non-Lead - Plastic | No | After 2014 |  | Non-Lead - Plastic | After 2014 |  | Non-Lead | No | No |  | Single Family Residence | No | No | No | Tier 5
9640377 | 141 | Shiro Drive | Kyle | 78640 | Bunton Creek Reserve Subdivision | 29.9768 | -97.8363 | Non-Lead - Plastic | No | After 2014 |  | Non-Lead - Plastic | After 2014 |  | Non-Lead | No | No |  | Single Family Residence | No | No | No | Tier 5
9528652 | 151 | Shiro Drive | Kyle | 78640 | Bunton Creek Reserve Subdivision | 29.9768 | -97.8364 | Non-Lead - Plastic | No | After 2014 |  | Non-Lead - Plastic | After 2014 |  | Non-Lead | No | No |  | Single Family Residence | No | No | No | Tier 5
9630249 | 161 | Shiro Drive | Kyle | 78640 | Bunton Creek Reserve Subdivision | 29.9767 | -97.8365 | Non-Lead - Plastic | No | After 2014 |  | Non-Lead - Plastic | After 2014 |  | Non-Lead | No | No |  | Single Family Residence | No | No | No | Tier 5
9555682 | 171 | Shiro Drive | Kyle | 78640 | Bunton Creek Reserve Subdivision | 29.9766 | -97.8366 | Non-Lead - Plastic | No | After 2014 |  | Non-Lead - Plastic | After 2014 |  | Non-Lead | No | No |  | Single Family Residence | No | No | No | Tier 5
9636456 | 181 | Shiro Drive | Kyle | 78640 | Bunton Creek Reserve Subdivision | 29.9765 | -97.8367 | Non-Lead - Plastic | No | After 2014 |  | Non-Lead - Plastic | After 2014 |  | Non-Lead | No | No |  | Single Family Residence | No | No | No | Tier 5
9543210 | 178 | Shiro Drive | Kyle | 78640 | Bunton Creek Reserve Subdivision | 29.9768 | -97.837 | Non-Lead - Plastic | No | After 2014 |  | Non-Lead - Plastic | After 2014 |  | Non-Lead | No | No |  | Single Family Residence | No | No | No | Tier 5
9542718 | 188 | Shiro Drive | Kyle | 78640 | Bunton Creek Reserve Subdivision | 29.9767 | -97.8372 | Non-Lead - Plastic | No | After 2014 |  | Non-Lead - Plastic | After 2014 |  | Non-Lead | No | No |  | Single Family Residence | No | No | No | Tier 5
9542345 | 191 | Shiro Drive | Kyle | 78640 | Bunton Creek Reserve Subdivision | 29.9764 | -97.8368 | Non-Lead - Plastic | No | After 2014 |  | Non-Lead - Plastic | After 2014 |  | Non-Lead | No | No |  | Single Family Residence | No | No | No | Tier 5
9549566 | 198 | Shiro Drive | Kyle | 78640 | Bunton Creek Reserve Subdivision | 29.9766 | -97.8373 | Non-Lead - Plastic | No | After 2014 |  | Non-Lead - Plastic | After 2014 |  | Non-Lead | No | No |  | Single Family Residence | No | No | No | Tier 5
9636494 | 201 | Shiro Drive | Kyle | 78640 | Bunton Creek Reserve Subdivision | 29.9763 | -97.8369 | Non-Lead - Plastic | No | After 2014 |  | Non-Lead - Plastic | After 2014 |  | Non-Lead | No | No |  | Single Family Residence | No | No | No | Tier 5
9543241 | 208 | Shiro Drive | Kyle | 78640 | Bunton Creek Reserve Subdivision | 29.9765 | -97.8374 | Non-Lead - Plastic | No | After 2014 |  | Non-Lead - Plastic | After 2014 |  | Non-Lead | No | No |  | Single Family Residence | No | No | No | Tier 5
9636491 | 211 | Shiro Drive | Kyle | 78640 | Bunton Creek Reserve Subdivision | 29.9762 | -97.8371 | Non-Lead - Plastic | No | After 2014 |  | Non-Lead - Plastic | After 2014 |  | Non-Lead | No | No |  | Single Family Residence | No | No | No | Tier 5
9622323 | 218 | Shiro Drive | Kyle | 78640 | Bunton Creek Reserve Subdivision | 29.9764 | -97.8375 | Non-Lead - Plastic | No | After 2014 |  | Non-Lead - Plastic | After 2014 |  | Non-Lead | No | No |  | Single Family Residence | No | No | No | Tier 5
9638404 | 221 | Shiro Drive | Kyle | 78640 | Bunton Creek Reserve Subdivision | 29.9761 | -97.8371 | Non-Lead - Plastic | No | After 2014 |  | Non-Lead - Plastic | After 2014 |  | Non-Lead | No | No |  | Single Family Residence | No | No | No | Tier 5
9625552 | 228 | Shiro Drive | Kyle | 78640 | Bunton Creek Reserve Subdivision | 29.9763 | -97.8376 | Non-Lead - Plastic | No | After 2014 |  | Non-Lead - Plastic | After 2014 |  | Non-Lead | No | No |  | Single Family Residence | No | No | No | Tier 5
9622665 | 231 | Shiro Drive | Kyle | 78640 | Bunton Creek Reserve Subdivision | 29.976 | -97.8373 | Non-Lead - Plastic | No | After 2014 |  | Non-Lead - Plastic | After 2014 |  | Non-Lead | No | No |  | Single Family Residence | No | No | No | Tier 5
9638678 | 238 | Shiro Drive | Kyle | 78640 | Bunton Creek Reserve Subdivision | 29.9762 | -97.8377 | Non-Lead - Plastic | No | After 2014 |  | Non-Lead - Plastic | After 2014 |  | Non-Lead | No | No |  | Single Family Residence | No | No | No | Tier 5
9624091 | 241 | Shiro Drive | Kyle | 78640 | Bunton Creek Reserve Subdivision | 29.9759 | -97.8374 | Non-Lead - Plastic | No | After 2014 |  | Non-Lead - Plastic | After 2014 |  | Non-Lead | No | No |  | Single Family Residence | No | No | No | Tier 5
9637996 | 248 | Shiro Drive | Kyle | 78640 | Bunton Creek Reserve Subdivision | 29.9761 | -97.8378 | Non-Lead - Plastic | No | After 2014 |  | Non-Lead - Plastic | After 2014 |  | Non-Lead | No | No |  | Single Family Residence | No | No | No | Tier 5
9638077 | 251 | Shiro Drive | Kyle | 78640 | Bunton Creek Reserve Subdivision | 29.9758 | -97.8375 | Non-Lead - Plastic | No | After 2014 |  | Non-Lead - Plastic | After 2014 |  | Non-Lead | No | No |  | Single Family Residence | No | No | No | Tier 5
9628429 | 258 | Shiro Drive | Kyle | 78640 | Bunton Creek Reserve Subdivision | 29.976 | -97.838 | Non-Lead - Plastic | No | After 2014 |  | Non-Lead - Plastic | After 2014 |  | Non-Lead | No | No |  | Single Family Residence | No | No | No | Tier 5
9622968 | 268 | Shiro Drive | Kyle | 78640 | Bunton Creek Reserve Subdivision | 29.9759 | -97.8381 | Non-Lead - Plastic | No | After 2014 |  | Non-Lead - Plastic | After 2014 |  | Non-Lead | No | No |  | Single Family Residence | No | No | No | Tier 5
9184763 | 275 | Shiro Drive | Kyle | 78640 | Bunton Creek Reserve Subdivision | 29.9755 | -97.8378 | Non-Lead - Plastic | No | After 2014 |  | Non-Lead - Plastic | After 2014 |  | Non-Lead | No | No |  | Single Family Residence | No | No | No | Tier 5
9642295 | 278 | Shiro Drive | Kyle | 78640 | Bunton Creek Reserve Subdivision | 29.9758 | -97.8382 | Non-Lead - Plastic | No | After 2014 |  | Non-Lead - Plastic | After 2014 |  | Non-Lead | No | No |  | Single Family Residence | No | No | No | Tier 5
9399715 | 285 | Shiro Drive | Kyle | 78640 | Bunton Creek Reserve Subdivision | 29.9754 | -97.8379 | Non-Lead - Plastic | No | After 2014 |  | Non-Lead - Plastic | After 2014 |  | Non-Lead | No | No |  | Single Family Residence | No | No | No | Tier 5
9184737 | 288 | Shiro Drive | Kyle | 78640 | Bunton Creek Reserve Subdivision | 29.9757 | -97.8383 | Non-Lead - Plastic | No | After 2014 |  | Non-Lead - Plastic | After 2014 |  | Non-Lead | No | No |  | Single Family Residence | No | No | No | Tier 5
9386646 | 295 | Shiro Drive | Kyle | 78640 | Bunton Creek Reserve Subdivision | 29.9753 | -97.838 | Non-Lead - Plastic | No | After 2014 |  | Non-Lead - Plastic | After 2014 |  | Non-Lead | No | No |  | Single Family Residence | No | No | No | Tier 5
9386590 | 298 | Shiro Drive | Kyle | 78640 | Bunton Creek Reserve Subdivision | 29.9756 | -97.8384 | Non-Lead - Plastic | No | After 2014 |  | Non-Lead - Plastic | After 2014 |  | Non-Lead | No | No |  | Single Family Residence | No | No | No | Tier 5
9387410 | 305 | Shiro Drive | Kyle | 78640 | Bunton Creek Reserve Subdivision | 29.9752 | -97.8381 | Non-Lead - Plastic | No | After 2014 |  | Non-Lead - Plastic | After 2014 |  | Non-Lead | No | No |  | Single Family Residence | No | No | No | Tier 5
9479804 | 315 | Shiro Drive | Kyle | 78640 | Bunton Creek Reserve Subdivision | 29.9751 | -97.8383 | Non-Lead - Plastic | No | After 2014 |  | Non-Lead - Plastic | After 2014 |  | Non-Lead | No | No |  | Single Family Residence | No | No | No | Tier 5
876882 | 308 | Shiro Drive | Kyle | 78640 | Bunton Creek Reserve Subdivision | 29.9755 | -97.8385 | Non-Lead - Plastic | No | After 2014 |  | Non-Lead - Plastic | After 2014 |  | Non-Lead | No | No |  | Single Family Residence | No | No | No | Tier 5
9537609 | 318 | Shiro Drive | Kyle | 78640 | Bunton Creek Reserve Subdivision | 29.9754 | -97.8386 | Non-Lead - Plastic | No | After 2014 |  | Non-Lead - Plastic | After 2014 |  | Non-Lead | No | No |  | Single Family Residence | No | No | No | Tier 5
1698832 | 328 | Shiro Drive | Kyle | 78640 | 09477190, Bunton Creek Reserve Subdivision | 29.9753 | -97.8388 | Non-Lead - Plastic | No | After 2014 |  | Non-Lead - Plastic | After 2014 |  | Non-Lead | No | No |  | Single Family Residence | No | No | No | Tier 5
9477195 | 325 | Shiro Drive | Kyle | 78640 | Bunton Creek Reserve Subdivision | 29.975 | -97.8384 | Non-Lead - Plastic | No | After 2014 |  | Non-Lead - Plastic | After 2014 |  | Non-Lead | No | No |  | Single Family Residence | No | No | No | Tier 5
9555053 | 338 | Shiro Drive | Kyle | 78640 | Bunton Creek Reserve Subdivision | 29.9752 | -97.8389 | Non-Lead - Plastic | No | After 2014 |  | Non-Lead - Plastic | After 2014 |  | Non-Lead | No | No |  | Single Family Residence | No | No | No | Tier 5
9786705 | 280 | Bunton Reserve Blvd | Kyle | 78640 | Bunton Creek Reserve Subdivision | 29.9818 | -97.832 | Non-Lead - Plastic | No | After 2014 |  | Non-Lead - Plastic | After 2014 |  | Non-Lead | No | No |  | Single Family Residence | No | No | No | Tier 5
3791248 | 290 | Bunton Reserve Blvd | Kyle | 78640 | Bunton Creek Reserve Subdivision | 29.9818 | -97.8322 | Non-Lead - Plastic | No | After 2014 |  | Non-Lead - Plastic | After 2014 |  | Non-Lead | No | No |  | Single Family Residence | No | No | No | Tier 5
9680156 | 300 | Bunton Reserve Blvd | Kyle | 78640 | Bunton Creek Reserve Subdivision | 29.9818 | -97.8324 | Non-Lead - Plastic | No | After 2014 |  | Non-Lead - Plastic | After 2014 |  | Non-Lead | No | No |  | Single Family Residence | No | No | No | Tier 5
9787222 | 310 | Bunton Reserve Blvd | Kyle | 78640 | Bunton Creek Reserve Subdivision | 29.9818 | -97.8325 | Non-Lead - Plastic | No | After 2014 |  | Non-Lead - Plastic | After 2014 |  | Non-Lead | No | No |  | Single Family Residence | No | No | No | Tier 5
9789624 | 320 | Bunton Reserve Blvd | Uhland | 78640 | Bunton Creek Reserve Subdivision | 29.9818 | -97.8327 | Non-Lead - Plastic | No | After 2014 |  | Non-Lead - Plastic | After 2014 |  | Non-Lead | No | No |  | Single Family Residence | No | No | No | Tier 5
9787394 | 321 | Bunton Reserve Blvd | Uhland | 78640 | Bunton Creek Reserve Subdivision | 29.9813 | -97.8327 | Non-Lead - Plastic | No | After 2014 |  | Non-Lead - Plastic | After 2014 |  | Non-Lead | No | No |  | Single Family Residence | No | No | No | Tier 5
9680722 | 330 | Bunton Reserve Blvd | Kyle | 78640 | Bunton Creek Reserve Subdivision | 29.9818 | -97.8328 | Non-Lead - Plastic | No | After 2014 |  | Non-Lead - Plastic | After 2014 |  | Non-Lead | No | No |  | Single Family Residence | No | No | No | Tier 5
9786450 | 331 | Bunton Reserve Blvd | Kyle | 78640 | Bunton Creek Reserve Subdivision | 29.9813 | -97.8332 | Non-Lead - Plastic | No | After 2014 |  | Non-Lead - Plastic | After 2014 |  | Non-Lead | No | No |  | Single Family Residence | No | No | No | Tier 5
9785544 | 340 | Bunton Reserve Blvd | Kyle | 78640 | Bunton Creek Reserve Subdivision | 29.9818 | -97.833 | Non-Lead - Plastic | No | After 2014 |  | Non-Lead - Plastic | After 2014 |  | Non-Lead | No | No |  | Single Family Residence | No | No | No | Tier 5
9787373 | 341 | Bunton Reserve Blvd | Kyle | 78640 | Bunton Creek Reserve Subdivision | 29.9816 | -97.8318 | Non-Lead - Plastic | No | After 2014 |  | Non-Lead - Plastic | After 2014 |  | Non-Lead | No | No |  | Single Family Residence | No | No | No | Tier 5
9786378 | 350 | Bunton Reserve Blvd | Kyle | 78640 | Bunton Creek Reserve Subdivision | 29.9818 | -97.8332 | Non-Lead - Plastic | No | After 2014 |  | Non-Lead - Plastic | After 2014 |  | Non-Lead | No | No |  | Single Family Residence | No | No | No | Tier 5
9786699 | 351 | Bunton Reserve Blvd | Kyle | 78640 | Bunton Creek Reserve Subdivision | 29.9813 | -97.8332 | Non-Lead - Plastic | No | After 2014 |  | Non-Lead - Plastic | After 2014 |  | Non-Lead | No | No |  | Single Family Residence | No | No | No | Tier 5
9675569 | 360 | Bunton Reserve Blvd | Kyle | 78640 | Bunton Creek Reserve Subdivision | 29.9818 | -97.8333 | Non-Lead - Plastic | No | After 2014 |  | Non-Lead - Plastic | After 2014 |  | Non-Lead | No | No |  | Single Family Residence | No | No | No | Tier 5
9787163 | 361 | Bunton Reserve Blvd | Uhland | 78640 | Bunton Creek Reserve Subdivision | 29.9813 | -97.8334 | Non-Lead - Plastic | No | After 2014 |  | Non-Lead - Plastic | After 2014 |  | Non-Lead | No | No |  | Single Family Residence | No | No | No | Tier 5
9786337 | 371 | Bunton Reserve Blvd | Uhland | 78640 | Bunton Creek Reserve Subdivision | 29.9813 | -97.8335 | Non-Lead - Plastic | No | After 2014 |  | Non-Lead - Plastic | After 2014 |  | Non-Lead | No | No |  | Single Family Residence | No | No | No | Tier 5
3843936 | 381 | Bunton Reserve Blvd | Kyle | 78640 | Bunton Creek Reserve Subdivision | 29.9813 | -97.8337 | Non-Lead - Plastic | No | After 2014 |  | Non-Lead - Plastic | After 2014 |  | Non-Lead | No | No |  | Single Family Residence | No | No | No | Tier 5
3874256 | 391 | Bunton Reserve Blvd | Kyle | 78640 | Bunton Creek Reserve Subdivision | 29.9813 | -97.8339 | Non-Lead - Plastic | No | After 2014 |  | Non-Lead - Plastic | After 2014 |  | Non-Lead | No | No |  | Single Family Residence | No | No | No | Tier 5
15572429 | 100 | Bunton Reserve Court | Kyle | 78640 | Bunton Creek Reserve Subdivision | 29.9818 | -97.8336 | Non-Lead - Plastic | No | After 2014 |  | Non-Lead - Plastic | After 2014 |  | Non-Lead | No | No |  | Single Family Residence | No | No | No | Tier 5
3981772 | 101 | Bunton Reserve Court | kyle | 78640 | Bunton Creek Reserve Subdivision | 29.9817 | -97.8343 | Non-Lead - Plastic | No | After 2014 |  | Non-Lead - Plastic | After 2014 |  | Non-Lead | No | No |  | Single Family Residence | No | No | No | Tier 5
9786635 | 110 | Bunton Reserve Court | Kyle | 78640 | Bunton Creek Reserve Subdivision | 29.9819 | -97.8336 | Non-Lead - Plastic | No | After 2014 |  | Non-Lead - Plastic | After 2014 |  | Non-Lead | No | No |  | Single Family Residence | No | No | No | Tier 5
3973375 | 111 | Bunton Reserve Court | Kyle | 78640 | Bunton Creek Reserve Subdivision | 29.9818 | -97.8344 | Non-Lead - Plastic | No | After 2014 |  | Non-Lead - Plastic | After 2014 |  | Non-Lead | No | No |  | Single Family Residence | No | No | No | Tier 5
9669451 | 120 | Bunton Reserve Court | Kyle | 78640 | Bunton Creek Reserve Subdivision | 29.9821 | -97.8337 | Non-Lead - Plastic | No | After 2014 |  | Non-Lead - Plastic | After 2014 |  | Non-Lead | No | No |  | Single Family Residence | No | No | No | Tier 5
3929203 | 121 | Bunton Reserve Court | Kyle | 78640 | Bunton Creek Reserve Subdivision | 29.982 | -97.8343 | Non-Lead - Plastic | No | After 2014 |  | Non-Lead - Plastic | After 2014 |  | Non-Lead | No | No |  | Single Family Residence | No | No | No | Tier 5
15876561 | 130 | Bunton Reserve Court | Kyle | 78640 | Bunton Creek Reserve Subdivision | 29.9822 | -97.8339 | Non-Lead - Plastic | No | After 2014 |  | Non-Lead - Plastic | After 2014 |  | Non-Lead | No | No |  | Single Family Residence | No | No | No | Tier 5
15871752 | 131 | Bunton Reserve Court | Kyle | 78640 | Bunton Creek Reserve Subdivision | 29.9822 | -97.8341 | Non-Lead - Plastic | No | After 2014 |  | Non-Lead - Plastic | After 2014 |  | Non-Lead | No | No |  | Single Family Residence | No | No | No | Tier 5
3845014 | 401 | Bunton Reserve Blvd | Kyle | 78640 | Bunton Creek Reserve Subdivision | 29.9813 | -97.834 | Non-Lead - Plastic | No | After 2014 |  | Non-Lead - Plastic | After 2014 |  | Non-Lead | No | No |  | Single Family Residence | No | No | No | Tier 5
9787683 | 410 | Bunton Reserve Blvd | Kyle | 78640 | Bunton Creek Reserve Subdivision | 29.9816 | -97.8345 | Non-Lead - Plastic | No | After 2014 |  | Non-Lead - Plastic | After 2014 |  | Non-Lead | No | No |  | Single Family Residence | No | No | No | Tier 5
3845917 | 413 | Bunton Reserve Blvd | Kyle | 78640 | Bunton Creek Reserve Subdivision | 29.9812 | -97.8342 | Non-Lead - Plastic | No | After 2014 |  | Non-Lead - Plastic | After 2014 |  | Non-Lead | No | No |  | Single Family Residence | No | No | No | Tier 5
9676389 | 420 | Bunton Reserve Blvd | Kyle | 78640 | Bunton Creek Reserve Subdivision | 29.9815 | -97.8347 | Non-Lead - Plastic | No | After 2014 |  | Non-Lead - Plastic | After 2014 |  | Non-Lead | No | No |  | Single Family Residence | No | No | No | Tier 5
3848568 | 425 | Bunton Reserve Blvd | Kyle | 78640 | Bunton Creek Reserve Subdivision | 29.9811 | -97.8344 | Non-Lead - Plastic | No | After 2014 |  | Non-Lead - Plastic | After 2014 |  | Non-Lead | No | No |  | Single Family Residence | No | No | No | Tier 5
9679682 | 430 | Bunton Reserve Blvd | Kyle | 78640 | Bunton Creek Reserve Subdivision | 29.9815 | -97.8348 | Non-Lead - Plastic | No | After 2014 |  | Non-Lead - Plastic | After 2014 |  | Non-Lead | No | No |  | Single Family Residence | No | No | No | Tier 5
3879034 | 437 | Bunton Reserve Blvd | Kyle | 78640 | Bunton Creek Reserve Subdivision | 29.981 | -97.8345 | Non-Lead - Plastic | No | After 2014 |  | Non-Lead - Plastic | After 2014 |  | Non-Lead | No | No |  | Single Family Residence | No | No | No | Tier 5
3963163 | 440 | Bunton Reserve Blvd | Kyle | 78640 | Bunton Creek Reserve Subdivision | 29.9814 | -97.8349 | Non-Lead - Plastic | No | After 2014 |  | Non-Lead - Plastic | After 2014 |  | Non-Lead | No | No |  | Single Family Residence | No | No | No | Tier 5
3933915 | 447 | Bunton Reserve Blvd | Kyle | 78640 | Bunton Creek Reserve Subdivision | 29.9809 | -97.8347 | Non-Lead - Plastic | No | After 2014 |  | Non-Lead - Plastic | After 2014 |  | Non-Lead | No | No |  | Single Family Residence | No | No | No | Tier 5
9784625 | 450 | Bunton Reserve Blvd | Kyle | 78640 | Bunton Creek Reserve Subdivision | 29.9813 | -97.8351 | Non-Lead - Plastic | No | After 2014 |  | Non-Lead - Plastic | After 2014 |  | Non-Lead | No | No |  | Single Family Residence | No | No | No | Tier 5
3655929 | 457 | Bunton Reserve Blvd | Kyle | 78640 | Bunton Creek Reserve Subdivision | 29.9808 | -97.8348 | Non-Lead - Plastic | No | After 2014 |  | Non-Lead - Plastic | After 2014 |  | Non-Lead | No | No |  | Single Family Residence | No | No | No | Tier 5
9660209 | 460 | Bunton Reserve Blvd | Kyle | 78640 | Bunton Creek Reserve Subdivision | 29.9811 | -97.8352 | Non-Lead - Plastic | No | After 2014 |  | Non-Lead - Plastic | After 2014 |  | Non-Lead | No | No |  | Single Family Residence | No | No | No | Tier 5
3521806 | 467 | Bunton Reserve Blvd | Kyle | 78640 | Bunton Creek Reserve Subdivision | 29.9807 | -97.8349 | Non-Lead - Plastic | No | After 2014 |  | Non-Lead - Plastic | After 2014 |  | Non-Lead | No | No |  | Single Family Residence | No | No | No | Tier 5
3735977 | 470 | Bunton Reserve Blvd | Kyle | 78640 | Bunton Creek Reserve Subdivision | 29.9811 | -97.8353 | Non-Lead - Plastic | No | After 2014 |  | Non-Lead - Plastic | After 2014 |  | Non-Lead | No | No |  | Single Family Residence | No | No | No | Tier 5
9668425 | 480 | Bunton Reserve Blvd | Kyle | 78640 | Bunton Creek Reserve Subdivision | 29.981 | -97.8354 | Non-Lead - Plastic | No | After 2014 |  | Non-Lead - Plastic | After 2014 |  | Non-Lead | No | No |  | Single Family Residence | No | No | No | Tier 5
9668432 | 490 | Bunton Reserve Blvd | Kyle | 78640 | Bunton Creek Reserve Subdivision | 29.9808 | -97.8355 | Non-Lead - Plastic | No | After 2014 |  | Non-Lead - Plastic | After 2014 |  | Non-Lead | No | No |  | Single Family Residence | No | No | No | Tier 5
3786328 | 1451 | Winding Creek Road | Kyle | 78640 | Bunton Creek Reserve Subdivision | 29.9798 | -97.8351 | Non-Lead - Plastic | No | After 2014 |  | Non-Lead - Plastic | After 2014 |  | Non-Lead | No | No |  | Single Family Residence | No | No | No | Tier 5
3736378 | 1463 | Winding Creek Road | Kyle | 78640 | Bunton Creek Reserve Subdivision | 29.98 | -97.8352 | Non-Lead - Plastic | No | After 2014 |  | Non-Lead - Plastic | After 2014 |  | Non-Lead | No | No |  | Single Family Residence | No | No | No | Tier 5
3801591 | 1474 | Winding Creek Road | Kyle | 78640 | Bunton Creek Reserve Subdivision | 29.9804 | -97.835 | Non-Lead - Plastic | No | After 2014 |  | Non-Lead - Plastic | After 2014 |  | Non-Lead | No | No |  | Single Family Residence | No | No | No | Tier 5
3896605 | 1475 | Winding Creek Road | Kyle | 78640 | Bunton Creek Reserve Subdivision | 29.9802 | -97.8355 | Non-Lead - Plastic | No | After 2014 |  | Non-Lead - Plastic | After 2014 |  | Non-Lead | No | No |  | Single Family Residence | No | No | No | Tier 5
3980264 | 1486 | Winding Creek Road | Kyle | 78640 | Bunton Creek Reserve Subdivision | 29.9806 | -97.8351 | Non-Lead - Plastic | No | After 2014 |  | Non-Lead - Plastic | After 2014 |  | Non-Lead | No | No |  | Single Family Residence | No | No | No | Tier 5
3978626 | 1487 | Winding Creek Road | Kyle | 78640 | Bunton Creek Reserve Subdivision | 29.9802 | -97.8355 | Non-Lead - Plastic | No | After 2014 |  | Non-Lead - Plastic | After 2014 |  | Non-Lead | No | No |  | Single Family Residence | No | No | No | Tier 5
15602684 | 100 | Robins Nest Lane | Kyle | 78640 | Bunton Creek Reserve Subdivision | 29.9809 | -97.8317 | Non-Lead - Plastic | No | After 2014 |  | Non-Lead - Plastic | After 2014 |  | Non-Lead | No | No |  | Single Family Residence | No | No | No | Tier 5
9626906 | 110 | Robins Nest Lane | Kyle | 78640 | Bunton Creek Reserve Subdivision | 29.9807 | -97.8329 | Non-Lead - Plastic | No | After 2014 |  | Non-Lead - Plastic | After 2014 |  | Non-Lead | No | No |  | Single Family Residence | No | No | No | Tier 5
9636225 | 120 | Robins Nest Lane | Kyle | 78640 | Bunton Creek Reserve Subdivision | 29.9808 | -97.833 | Non-Lead - Plastic | No | After 2014 |  | Non-Lead - Plastic | After 2014 |  | Non-Lead | No | No |  | Single Family Residence | No | No | No | Tier 5
15599541 | 130 | Robins Nest Lane | Kyle | 78640 | Bunton Creek Reserve Subdivision | 29.9809 | -97.8332 | Non-Lead - Plastic | No | After 2014 |  | Non-Lead - Plastic | After 2014 |  | Non-Lead | No | No |  | Single Family Residence | No | No | No | Tier 5
15604323 | 140 | Robins Nest Lane | Kyle | 78640 | Bunton Creek Reserve Subdivision | 29.9809 | -97.8334 | Non-Lead - Plastic | No | After 2014 |  | Non-Lead - Plastic | After 2014 |  | Non-Lead | No | No |  | Single Family Residence | No | No | No | Tier 5
15604136 | 150 | Robins Nest Lane | Kyle | 78640 | Bunton Creek Reserve Subdivision | 29.9809 | -97.8335 | Non-Lead - Plastic | No | After 2014 |  | Non-Lead - Plastic | After 2014 |  | Non-Lead | No | No |  | Single Family Residence | No | No | No | Tier 5
3890280 | 159 | Robins Nest Lane | Kyle | 78640 | Bunton Creek Reserve Subdivision | 29.9805 | -97.8335 | Non-Lead - Plastic | No | After 2014 |  | Non-Lead - Plastic | After 2014 |  | Non-Lead | No | No |  | Single Family Residence | No | No | No | Tier 5
15604019 | 160 | Robins Nest Lane | Kyle | 78640 | Bunton Creek Reserve Subdivision | 29.9809 | -97.8337 | Non-Lead - Plastic | No | After 2014 |  | Non-Lead - Plastic | After 2014 |  | Non-Lead | No | No |  | Single Family Residence | No | No | No | Tier 5
15601131 | 170 | Robins Nest Lane | Kyle | 78640 | Bunton Creek Reserve Subdivision | 29.9808 | -97.8339 | Non-Lead - Plastic | No | After 2014 |  | Non-Lead - Plastic | After 2014 |  | Non-Lead | No | No |  | Single Family Residence | No | No | No | Tier 5
9622176 | 180 | Robins Nest Lane | Kyle | 78640 | Bunton Creek Reserve Subdivision | 29.9808 | -97.8341 | Non-Lead - Plastic | No | After 2014 |  | Non-Lead - Plastic | After 2014 |  | Non-Lead | No | No |  | Single Family Residence | No | No | No | Tier 5
3880447 | 189 | Robins Nest Lane | Kyle | 78640 | Bunton Creek Reserve Subdivision | 29.9804 | -97.8338 | Non-Lead - Plastic | No | After 2014 |  | Non-Lead - Plastic | After 2014 |  | Non-Lead | No | No |  | Single Family Residence | No | No | No | Tier 5
3889342 | 190 | Robins Nest Lane | Kyle | 78640 | Bunton Creek Reserve Subdivision | 29.9807 | -97.8342 | Non-Lead - Plastic | No | After 2014 |  | Non-Lead - Plastic | After 2014 |  | Non-Lead | No | No |  | Single Family Residence | No | No | No | Tier 5
3890495 | 199 | Robins Nest Lane | Kyle | 78640 | Bunton Creek Reserve Subdivision | 29.9803 | -97.8339 | Non-Lead - Plastic | No | After 2014 |  | Non-Lead - Plastic | After 2014 |  | Non-Lead | No | No |  | Single Family Residence | No | No | No | Tier 5
3890786 | 200 | Robins Nest Lane | Kyle | 78640 | Bunton Creek Reserve Subdivision | 29.9806 | -97.8343 | Non-Lead - Plastic | No | After 2014 |  | Non-Lead - Plastic | After 2014 |  | Non-Lead | No | No |  | Single Family Residence | No | No | No | Tier 5
3890765 | 209 | Robins Nest Lane | Kyle | 78640 | Bunton Creek Reserve Subdivision | 29.9802 | -97.8341 | Non-Lead - Plastic | No | After 2014 |  | Non-Lead - Plastic | After 2014 |  | Non-Lead | No | No |  | Single Family Residence | No | No | No | Tier 5
3874702 | 210 | Robins Nest Lane | Kyle | 78640 | Bunton Creek Reserve Subdivision | 29.9805 | -97.8345 | Non-Lead - Plastic | No | After 2014 |  | Non-Lead - Plastic | After 2014 |  | Non-Lead | No | No |  | Single Family Residence | No | No | No | Tier 5
3829368 | 219 | Robins Nest Lane | Kyle | 78640 | Bunton Creek Reserve Subdivision | 29.9801 | -97.8341 | Non-Lead - Plastic | No | After 2014 |  | Non-Lead - Plastic | After 2014 |  | Non-Lead | No | No |  | Single Family Residence | No | No | No | Tier 5
3809949 | 220 | Robins Nest Lane | Kyle | 78640 | Bunton Creek Reserve Subdivision | 29.9804 | -97.8346 | Non-Lead - Plastic | No | After 2014 |  | Non-Lead - Plastic | After 2014 |  | Non-Lead | No | No |  | Single Family Residence | No | No | No | Tier 5
3826843 | 229 | Robins Nest Lane | Kyle | 78640 | Bunton Creek Reserve Subdivision | 29.98 | -97.8343 | Non-Lead - Plastic | No | After 2014 |  | Non-Lead - Plastic | After 2014 |  | Non-Lead | No | No |  | Single Family Residence | No | No | No | Tier 5
3881299 | 230 | Robins Nest Lane | Kyle | 78640 | Bunton Creek Reserve Subdivision | 29.9803 | -97.8347 | Non-Lead - Plastic | No | After 2014 |  | Non-Lead - Plastic | After 2014 |  | Non-Lead | No | No |  | Single Family Residence | No | No | No | Tier 5
3736240 | 239 | Robins Nest Lane | Kyle | 78640 | Bunton Creek Reserve Subdivision | 29.9799 | -97.8344 | Non-Lead - Plastic | No | After 2014 |  | Non-Lead - Plastic | After 2014 |  | Non-Lead | No | No |  | Single Family Residence | No | No | No | Tier 5
3891709 | 240 | Robins Nest Lane | kyle | 78640 | Bunton Creek Reserve Subdivision | 29.9802 | -97.8348 | Non-Lead - Plastic | No | After 2014 |  | Non-Lead - Plastic | After 2014 |  | Non-Lead | No | No |  | Single Family Residence | No | No | No | Tier 5
3700313 | 249 | Robins Nest Lane | Kyle | 78640 | Bunton Creek Reserve Subdivision | 29.9798 | -97.8345 | Non-Lead - Plastic | No | After 2014 |  | Non-Lead - Plastic | After 2014 |  | Non-Lead | No | No |  | Single Family Residence | No | No | No | Tier 5
3771951 | 259 | Robins Nest Lane | Kyle | 78640 | Bunton Creek Reserve Subdivision | 29.9797 | -97.8346 | Non-Lead - Plastic | No | After 2014 |  | Non-Lead - Plastic | After 2014 |  | Non-Lead | No | No |  | Single Family Residence | No | No | No | Tier 5
3736936 | 269 | Robins Nest Lane | Kyle | 78640 | Bunton Creek Reserve Subdivision | 29.9796 | -97.8347 | Non-Lead - Plastic | No | After 2014 |  | Non-Lead - Plastic | After 2014 |  | Non-Lead | No | No |  | Single Family Residence | No | No | No | Tier 5
3787806 | 279 | Robins Nest Lane | Kyle | 78640 | Bunton Creek Reserve Subdivision | 29.9795 | -97.8348 | Non-Lead - Plastic | No | After 2014 |  | Non-Lead - Plastic | After 2014 |  | Non-Lead | No | No |  | Single Family Residence | No | No | No | Tier 5
1536199 | 289 | Robins Nest Lane | Kyle | 78640 | 3706583, Bunton Creek Reserve Subdivision | 29.9794 | -97.8349 | Non-Lead - Plastic | No | After 2014 |  | Non-Lead - Plastic | After 2014 |  | Non-Lead | No | No |  | Single Family Residence | No | No | No | Tier 5
3788421 | 290 | Robins Nest Lane | Kyle | 78640 | Bunton Creek Reserve Subdivision | 29.9797 | -97.8353 | Non-Lead - Plastic | No | After 2014 |  | Non-Lead - Plastic | After 2014 |  | Non-Lead | No | No |  | Single Family Residence | No | No | No | Tier 5
3736596 | 299 | Robins Nest Lane | Kyle | 78640 | Bunton Creek Reserve Subdivision | 29.9793 | -97.835 | Non-Lead - Plastic | No | After 2014 |  | Non-Lead - Plastic | After 2014 |  | Non-Lead | No | No |  | Single Family Residence | No | No | No | Tier 5
3788172 | 300 | Robins Nest Lane | Kyle | 78640 | Bunton Creek Reserve Subdivision | 29.9796 | -97.8354 | Non-Lead - Plastic | No | After 2014 |  | Non-Lead - Plastic | After 2014 |  | Non-Lead | No | No |  | Single Family Residence | No | No | No | Tier 5
3707176 | 309 | Robins Nest Lane | Kyle | 78640 | Bunton Creek Reserve Subdivision | 29.9793 | -97.835 | Non-Lead - Plastic | No | After 2014 |  | Non-Lead - Plastic | After 2014 |  | Non-Lead | No | No |  | Single Family Residence | No | No | No | Tier 5
3735830 | 316 | Robins Nest Lane | Kyle | 78640 | Bunton Creek Reserve Subdivision | 29.9794 | -97.8356 | Non-Lead - Plastic | No | After 2014 |  | Non-Lead - Plastic | After 2014 |  | Non-Lead | No | No |  | Single Family Residence | No | No | No | Tier 5
3771775 | 319 | Robins Nest Lane | Kyle | 78640 | Bunton Creek Reserve Subdivision | 29.9791 | -97.8352 | Non-Lead - Plastic | No | After 2014 |  | Non-Lead - Plastic | After 2014 |  | Non-Lead | No | No |  | Single Family Residence | No | No | No | Tier 5
3788097 | 350 | Robins Nest Lane | Kyle | 78640 | Bunton Creek Reserve Subdivision | 29.9791 | -97.836 | Non-Lead - Plastic | No | After 2014 |  | Non-Lead - Plastic | After 2014 |  | Non-Lead | No | No |  | Single Family Residence | No | No | No | Tier 5
3730753 | 360 | Robins Nest Lane | Kyle | 78640 | Bunton Creek Reserve Subdivision | 29.979 | -97.8361 | Non-Lead - Plastic | No | After 2014 |  | Non-Lead - Plastic | After 2014 |  | Non-Lead | No | No |  | Single Family Residence | No | No | No | Tier 5
3875349 | 370 | Robins Nest Lane | Kyle | 78640 | Bunton Creek Reserve Subdivision | 29.9789 | -97.8362 | Non-Lead - Plastic | No | After 2014 |  | Non-Lead - Plastic | After 2014 |  | Non-Lead | No | No |  | Single Family Residence | No | No | No | Tier 5
3871987 | 380 | Robins Nest Lane | Kyle | 78640 | Bunton Creek Reserve Subdivision | 29.9787 | -97.8362 | Non-Lead - Plastic | No | After 2014 |  | Non-Lead - Plastic | After 2014 |  | Non-Lead | No | No |  | Single Family Residence | No | No | No | Tier 5
3874909 | 390 | Robins Nest Lane | Kyle | 78640 | Bunton Creek Reserve Subdivision | 29.9786 | -97.836 | Non-Lead - Plastic | No | After 2014 |  | Non-Lead - Plastic | After 2014 |  | Non-Lead | No | No |  | Single Family Residence | No | No | No | Tier 5
3850560 | 401 | Robins Nest Lane | Kyle | 78640 | Bunton Creek Reserve Subdivision | 29.9788 | -97.8355 | Non-Lead - Plastic | No | After 2014 |  | Non-Lead - Plastic | After 2014 |  | Non-Lead | No | No |  | Single Family Residence | No | No | No | Tier 5
3874193 | 411 | Robins Nest Lane | Kyle | 78640 | Bunton Creek Reserve Subdivision | 29.9788 | -97.8354 | Non-Lead - Plastic | No | After 2014 |  | Non-Lead - Plastic | After 2014 |  | Non-Lead | No | No |  | Single Family Residence | No | No | No | Tier 5
3848985 | 421 | Robins Nest Lane | Kyle | 78640 | Bunton Creek Reserve Subdivision | 29.9786 | -97.8352 | Non-Lead - Plastic | No | After 2014 |  | Non-Lead - Plastic | After 2014 |  | Non-Lead | No | No |  | Single Family Residence | No | No | No | Tier 5
3872022 | 431 | Robins Nest Lane | Kyle | 78640 | Bunton Creek Reserve Subdivision | 29.9786 | -97.8351 | Non-Lead - Plastic | No | After 2014 |  | Non-Lead - Plastic | After 2014 |  | Non-Lead | No | No |  | Single Family Residence | No | No | No | Tier 5
9786521 | 100 | Wren Lane | Kyle | 78640 | Bunton Creek Reserve Subdivision | 29.9814 | -97.8324 | Non-Lead - Plastic | No | After 2014 |  | Non-Lead - Plastic | After 2014 |  | Non-Lead | No | No |  | Single Family Residence | No | No | No | Tier 5
9787339 | 110 | Wren Lane | Kyle | 78640 | Bunton Creek Reserve Subdivision | 29.9812 | -97.8324 | Non-Lead - Plastic | No | After 2014 |  | Non-Lead - Plastic | After 2014 |  | Non-Lead | No | No |  | Single Family Residence | No | No | No | Tier 5
9677265 | 130 | Wren Lane | Kyle | 78640 | Bunton Creek Reserve Subdivision | 29.9811 | -97.8325 | Non-Lead - Plastic | No | After 2014 |  | Non-Lead - Plastic | After 2014 |  | Non-Lead | No | No |  | Single Family Residence | No | No | No | Tier 5
15660818 | 133 | Wren Lane | Kyle | 78640 | Bunton Creek Reserve Subdivision | 29.9809 | -97.832 | Non-Lead - Plastic | No | After 2014 |  | Non-Lead - Plastic | After 2014 |  | Non-Lead | No | No |  | Single Family Residence | No | No | No | Tier 5
9672318 | 145 | Wren Lane | Kyle | 78640 | Bunton Creek Reserve Subdivision | 29.9808 | -97.832 | Non-Lead - Plastic | No | After 2014 |  | Non-Lead - Plastic | After 2014 |  | Non-Lead | No | No |  | Single Family Residence | No | No | No | Tier 5
9674067 | 150 | Wren Lane | Kyle | 78640 | Bunton Creek Reserve Subdivision | 29.9809 | -97.8326 | Non-Lead - Plastic | No | After 2014 |  | Non-Lead - Plastic | After 2014 |  | Non-Lead | No | No |  | Single Family Residence | No | No | No | Tier 5
3896369 | 155 | Wren Lane | Kyle | 78640 | Bunton Creek Reserve Subdivision | 29.9806 | -97.8322 | Non-Lead - Plastic | No | After 2014 |  | Non-Lead - Plastic | After 2014 |  | Non-Lead | No | No |  | Single Family Residence | No | No | No | Tier 5
9760024 | 165 | Wren Lane | Kyle | 78640 | Bunton Creek Reserve Subdivision | 29.9805 | -97.8323 | Non-Lead - Plastic | No | After 2014 |  | Non-Lead - Plastic | After 2014 |  | Non-Lead | No | No |  | Single Family Residence | No | No | No | Tier 5
9746542 | 175 | Wren Lane | Kyle | 78640 | Bunton Creek Reserve Subdivision | 29.9804 | -97.8324 | Non-Lead - Plastic | No | After 2014 |  | Non-Lead - Plastic | After 2014 |  | Non-Lead | No | No |  | Single Family Residence | No | No | No | Tier 5
9751328 | 185 | Wren Lane | Kyle | 78640 | Bunton Creek Reserve Subdivision | 29.9803 | -97.8325 | Non-Lead - Plastic | No | After 2014 |  | Non-Lead - Plastic | After 2014 |  | Non-Lead | No | No |  | Single Family Residence | No | No | No | Tier 5
9760314 | 195 | Wren Lane | Kyle | 78640 | Bunton Creek Reserve Subdivision | 29.9802 | -97.8326 | Non-Lead - Plastic | No | After 2014 |  | Non-Lead - Plastic | After 2014 |  | Non-Lead | No | No |  | Single Family Residence | No | No | No | Tier 5
9747056 | 205 | Wren Lane | Kyle | 78640 | Bunton Creek Reserve Subdivision | 29.9801 | -97.8327 | Non-Lead - Plastic | No | After 2014 |  | Non-Lead - Plastic | After 2014 |  | Non-Lead | No | No |  | Single Family Residence | No | No | No | Tier 5
9629437 | 208 | Wren Lane | Kyle | 78640 | Bunton Creek Reserve Subdivision | 29.9804 | -97.8332 | Non-Lead - Plastic | No | After 2014 |  | Non-Lead - Plastic | After 2014 |  | Non-Lead | No | No |  | Single Family Residence | No | No | No | Tier 5
9747165 | 215 | Wren Lane | Kyle | 78640 | Bunton Creek Reserve Subdivision | 29.98 | -97.8328 | Non-Lead - Plastic | No | After 2014 |  | Non-Lead - Plastic | After 2014 |  | Non-Lead | No | No |  | Single Family Residence | No | No | No | Tier 5
9636109 | 218 | Wren Lane | Kyle | 78640 | Bunton Creek Reserve Subdivision | 29.9803 | -97.8499 | Non-Lead - Plastic | No | After 2014 |  | Non-Lead - Plastic | After 2014 |  | Non-Lead | No | No |  | Single Family Residence | No | No | No | Tier 5
3895971 | 225 | Wren Lane | Kyle | 78640 | Bunton Creek Reserve Subdivision | 29.9799 | -97.8329 | Non-Lead - Plastic | No | After 2014 |  | Non-Lead - Plastic | After 2014 |  | Non-Lead | No | No |  | Single Family Residence | No | No | No | Tier 5
3881714 | 228 | Wren Lane | Kyle | 78640 | Bunton Creek Reserve Subdivision | 29.9802 | -97.8333 | Non-Lead - Plastic | No | After 2014 |  | Non-Lead - Plastic | After 2014 |  | Non-Lead | No | No |  | Single Family Residence | No | No | No | Tier 5
3878855 | 235 | Wren Lane | Kyle | 78640 | Bunton Creek Reserve Subdivision | 29.9798 | -97.833 | Non-Lead - Plastic | No | After 2014 |  | Non-Lead - Plastic | After 2014 |  | Non-Lead | No | No |  | Single Family Residence | No | No | No | Tier 5
3823964 | 238 | Wren Lane | Kyle | 78640 | Bunton Creek Reserve Subdivision | 29.9803 | -97.8335 | Non-Lead - Plastic | No | After 2014 |  | Non-Lead - Plastic | After 2014 |  | Non-Lead | No | No |  | Single Family Residence | No | No | No | Tier 5
3922791 | 245 | Wren Lane | Kyle | 78640 | Bunton Creek Reserve Subdivision | 29.9797 | -97.8331 | Non-Lead - Plastic | No | After 2014 |  | Non-Lead - Plastic | After 2014 |  | Non-Lead | No | No |  | Single Family Residence | No | No | No | Tier 5
3793221 | 248 | Wren Lane | Kyle | 78640 | Bunton Creek Reserve Subdivision | 29.98 | -97.8336 | Non-Lead - Plastic | No | After 2014 |  | Non-Lead - Plastic | After 2014 |  | Non-Lead | No | No |  | Single Family Residence | No | No | No | Tier 5
3919585 | 255 | Wren Lane | Kyle | 78640 | Bunton Creek Reserve Subdivision | 29.9796 | -97.8332 | Non-Lead - Plastic | No | After 2014 |  | Non-Lead - Plastic | After 2014 |  | Non-Lead | No | No |  | Single Family Residence | No | No | No | Tier 5
3811605 | 258 | Wren Lane | Kyle | 78640 | Bunton Creek Reserve Subdivision | 29.9799 | -97.8337 | Non-Lead - Plastic | No | After 2014 |  | Non-Lead - Plastic | After 2014 |  | Non-Lead | No | No |  | Single Family Residence | No | No | No | Tier 5
3835052 | 265 | Wren Lane | Kyle | 78640 | Bunton Creek Reserve Subdivision | 29.9795 | -97.8333 | Non-Lead - Plastic | No | After 2014 |  | Non-Lead - Plastic | After 2014 |  | Non-Lead | No | No |  | Single Family Residence | No | No | No | Tier 5
3823522 | 268 | Wren Lane | Kyle | 78640 | Bunton Creek Reserve Subdivision | 29.9798 | -97.8338 | Non-Lead - Plastic | No | After 2014 |  | Non-Lead - Plastic | After 2014 |  | Non-Lead | No | No |  | Single Family Residence | No | No | No | Tier 5
9761352 | 275 | Wren Lane | Kyle | 78640 | Bunton Creek Reserve Subdivision | 29.9794 | -97.8335 | Non-Lead - Plastic | No | After 2014 |  | Non-Lead - Plastic | After 2014 |  | Non-Lead | No | No |  | Single Family Residence | No | No | No | Tier 5
9747333 | 278 | Wren Lane | Kyle | 78640 | Bunton Creek Reserve Subdivision | 29.9797 | -97.8339 | Non-Lead - Plastic | No | After 2014 |  | Non-Lead - Plastic | After 2014 |  | Non-Lead | No | No |  | Single Family Residence | No | No | No | Tier 5
15536371 | 288 | Wren Lane | Kyle | 78640 | Bunton Creek Reserve Subdivision | 29.9796 | -97.834 | Non-Lead - Plastic | No | After 2014 |  | Non-Lead - Plastic | After 2014 |  | Non-Lead | No | No |  | Single Family Residence | No | No | No | Tier 5
9747785 | 298 | Wren Lane | Kyle | 78640 | Bunton Creek Reserve Subdivision | 29.9795 | -97.8341 | Non-Lead - Plastic | No | After 2014 |  | Non-Lead - Plastic | After 2014 |  | Non-Lead | No | No |  | Single Family Residence | No | No | No | Tier 5
3092360 | 301 | Wren Lane | kyle | 78640 | Bunton Creek Reserve Subdivision | 29.9791 | -97.8338 | Non-Lead - Plastic | No | After 2014 |  | Non-Lead - Plastic | After 2014 |  | Non-Lead | No | No |  | Single Family Residence | No | No | No | Tier 5
9642565 | 308 | Wren Lane | Kyle | 78640 | Bunton Creek Reserve Subdivision | 29.9794 | -97.8342 | Non-Lead - Plastic | No | After 2014 |  | Non-Lead - Plastic | After 2014 |  | Non-Lead | No | No |  | Single Family Residence | No | No | No | Tier 5
9624416 | 311 | Wren Lane | Kyle | 78640 | Bunton Creek Reserve Subdivision | 29.979 | -97.8339 | Non-Lead - Plastic | No | After 2014 |  | Non-Lead - Plastic | After 2014 |  | Non-Lead | No | No |  | Single Family Residence | No | No | No | Tier 5
9753404 | 318 | Wren Lane | Kyle | 78640 | Bunton Creek Reserve Subdivision | 29.9793 | -97.8343 | Non-Lead - Plastic | No | After 2014 |  | Non-Lead - Plastic | After 2014 |  | Non-Lead | No | No |  | Single Family Residence | No | No | No | Tier 5
9634618 | 321 | Wren Lane | Kyle | 78640 | Bunton Creek Reserve Subdivision | 29.9789 | -97.834 | Non-Lead - Plastic | No | After 2014 |  | Non-Lead - Plastic | After 2014 |  | Non-Lead | No | No |  | Single Family Residence | No | No | No | Tier 5
3052122 | 328 | Wren Lane | Kyle | 78640 | Bunton Creek Reserve Subdivision | 29.9792 | -97.8345 | Non-Lead - Plastic | No | After 2014 |  | Non-Lead - Plastic | After 2014 |  | Non-Lead | No | No |  | Single Family Residence | No | No | No | Tier 5
15532160 | 331 | Wren Lane | Kyle | 78640 | Bunton Creek Reserve Subdivision | 29.9788 | -97.8341 | Non-Lead - Plastic | No | After 2014 |  | Non-Lead - Plastic | After 2014 |  | Non-Lead | No | No |  | Single Family Residence | No | No | No | Tier 5
9635716 | 338 | Wren Lane | Kyle | 78640 | Bunton Creek Reserve Subdivision | 29.9791 | -97.8345 | Non-Lead - Plastic | No | After 2014 |  | Non-Lead - Plastic | After 2014 |  | Non-Lead | No | No |  | Single Family Residence | No | No | No | Tier 5
9642397 | 341 | Wren Lane | Kyle | 78640 | Bunton Creek Reserve Subdivision | 29.9787 | -97.8342 | Non-Lead - Plastic | No | After 2014 |  | Non-Lead - Plastic | After 2014 |  | Non-Lead | No | No |  | Single Family Residence | No | No | No | Tier 5
9635071 | 348 | Wren Lane | Kyle | 78640 | Bunton Creek Reserve Subdivision | 29.979 | -97.8347 | Non-Lead - Plastic | No | After 2014 |  | Non-Lead - Plastic | After 2014 |  | Non-Lead | No | No |  | Single Family Residence | No | No | No | Tier 5
9623371 | 351 | Wren Lane | Kyle | 78640 | Bunton Creek Reserve Subdivision | 29.9786 | -97.8343 | Non-Lead - Plastic | No | After 2014 |  | Non-Lead - Plastic | After 2014 |  | Non-Lead | No | No |  | Single Family Residence | No | No | No | Tier 5
9476667 | 358 | Wren Lane | Kyle | 78640 | Bunton Creek Reserve Subdivision | 29.9789 | -97.8348 | Non-Lead - Plastic | No | After 2014 |  | Non-Lead - Plastic | After 2014 |  | Non-Lead | No | No |  | Single Family Residence | No | No | No | Tier 5
9635094 | 361 | Wren Lane | Kyle | 78640 | Bunton Creek Reserve Subdivision | 29.9784 | -97.8345 | Non-Lead - Plastic | No | After 2014 |  | Non-Lead - Plastic | After 2014 |  | Non-Lead | No | No |  | Single Family Residence | No | No | No | Tier 5
9536728 | 368 | Wren Lane | Kyle | 78640 | Bunton Creek Reserve Subdivision | 29.9788 | -97.8349 | Non-Lead - Plastic | No | After 2014 |  | Non-Lead - Plastic | After 2014 |  | Non-Lead | No | No |  | Single Family Residence | No | No | No | Tier 5
9641636 | 371 | Wren Lane | Kyle | 78640 | Bunton Creek Reserve Subdivision | 29.9784 | -97.8345 | Non-Lead - Plastic | No | After 2014 |  | Non-Lead - Plastic | After 2014 |  | Non-Lead | No | No |  | Single Family Residence | No | No | No | Tier 5
9645174 | 381 | Wren Lane | Kyle | 78640 | Bunton Creek Reserve Subdivision | 29.9783 | -97.8347 | Non-Lead - Plastic | No | After 2014 |  | Non-Lead - Plastic | After 2014 |  | Non-Lead | No | No |  | Single Family Residence | No | No | No | Tier 5
15635812 | 391 | Wren Lane | Kyle | 78640 | Bunton Creek Reserve Subdivision | 29.9782 | -97.8348 | Non-Lead - Plastic | No | After 2014 |  | Non-Lead - Plastic | After 2014 |  | Non-Lead | No | No |  | Single Family Residence | No | No | No | Tier 5
15636714 | 401 | Wren Lane | Kyle | 78640 | Bunton Creek Reserve Subdivision | 29.9781 | -97.8349 | Non-Lead - Plastic | No | After 2014 |  | Non-Lead - Plastic | After 2014 |  | Non-Lead | No | No |  | Single Family Residence | No | No | No | Tier 5
15643669 | 411 | Wren Lane | Kyle | 78640 | Bunton Creek Reserve Subdivision | 29.978 | -97.835 | Non-Lead - Plastic | No | After 2014 |  | Non-Lead - Plastic | After 2014 |  | Non-Lead | No | No |  | Single Family Residence | No | No | No | Tier 5
15643770 | 420 | Wren Lane | Kyle | 78640 | Bunton Creek Reserve Subdivision | 29.9783 | -97.8355 | Non-Lead - Plastic | No | After 2014 |  | Non-Lead - Plastic | After 2014 |  | Non-Lead | No | No |  | Single Family Residence | No | No | No | Tier 5
15637939 | 421 | Wren Lane | Kyle | 78640 | Bunton Creek Reserve Subdivision | 29.9779 | -97.8351 | Non-Lead - Plastic | No | After 2014 |  | Non-Lead - Plastic | After 2014 |  | Non-Lead | No | No |  | Single Family Residence | No | No | No | Tier 5
15508960 | 430 | Wren Lane | Kyle | 78640 | Bunton Creek Reserve Subdivision | 29.9782 | -97.8356 | Non-Lead - Plastic | No | After 2014 |  | Non-Lead - Plastic | After 2014 |  | Non-Lead | No | No |  | Single Family Residence | No | No | No | Tier 5
15635848 | 431 | Wren Lane | Kyle | 78640 | Bunton Creek Reserve Subdivision | 29.9778 | -97.8352 | Non-Lead - Plastic | No | After 2014 |  | Non-Lead - Plastic | After 2014 |  | Non-Lead | No | No |  | Single Family Residence | No | No | No | Tier 5
15956629 | 100 | Rubrum Road | Kyle | 78640 | Bunton Creek Reserve Subdivision | 29.9784 | -97.8375 | Non-Lead - Plastic | No | After 2014 |  | Non-Lead - Plastic | After 2014 |  | Non-Lead | No | No |  | Single Family Residence | No | No | No | Tier 5
15687262 | 101 | Rubrum Road | Kyle | 78640 | Bunton Creek Reserve Subdivision | 29.9787 | -97.8372 | Non-Lead - Plastic | No | After 2014 |  | Non-Lead - Plastic | After 2014 |  | Non-Lead | No | No |  | Single Family Residence | No | No | No | Tier 5
15670824 | 110 | Rubrum Road | Kyle | 78640 | Bunton Creek Reserve Subdivision | 29.9786 | -97.8377 | Non-Lead - Plastic | No | After 2014 |  | Non-Lead - Plastic | After 2014 |  | Non-Lead | No | No |  | Single Family Residence | No | No | No | Tier 5
15651706 | 111 | Rubrum Road | Kyle | 78640 | Bunton Creek Reserve Subdivision | 29.9786 | -97.837 | Non-Lead - Plastic | No | After 2014 |  | Non-Lead - Plastic | After 2014 |  | Non-Lead | No | No |  | Single Family Residence | No | No | No | Tier 5
15675869 | 120 | Rubrum Road | Kyle | 78640 | Bunton Creek Reserve Subdivision | 29.9782 | -97.8373 | Non-Lead - Plastic | No | After 2014 |  | Non-Lead - Plastic | After 2014 |  | Non-Lead | No | No |  | Single Family Residence | No | No | No | Tier 5
15652237 | 121 | Rubrum Road | Kyle | 78640 | Bunton Creek Reserve Subdivision | 29.9784 | -97.8368 | Non-Lead - Plastic | No | After 2014 |  | Non-Lead - Plastic | After 2014 |  | Non-Lead | No | No |  | Single Family Residence | No | No | No | Tier 5
15672881 | 130 | Rubrum Road | Kyle | 78640 | Bunton Creek Reserve Subdivision | 29.9781 | -97.8372 | Non-Lead - Plastic | No | After 2014 |  | Non-Lead - Plastic | After 2014 |  | Non-Lead | No | No |  | Single Family Residence | No | No | No | Tier 5
15644178 | 131 | Rubrum Road | Kyle | 78640 | Bunton Creek Reserve Subdivision | 29.9783 | -97.8367 | Non-Lead - Plastic | No | After 2014 |  | Non-Lead - Plastic | After 2014 |  | Non-Lead | No | No |  | Single Family Residence | No | No | No | Tier 5
15673833 | 140 | Rubrum Road | Kyle | 78640 | Bunton Creek Reserve Subdivision | 29.978 | -97.8371 | Non-Lead - Plastic | No | After 2014 |  | Non-Lead - Plastic | After 2014 |  | Non-Lead | No | No |  | Single Family Residence | No | No | No | Tier 5
15637914 | 141 | Rubrum Road | Kyle | 78640 | Bunton Creek Reserve Subdivision | 29.9783 | -97.8367 | Non-Lead - Plastic | No | After 2014 |  | Non-Lead - Plastic | After 2014 |  | Non-Lead | No | No |  | Single Family Residence | No | No | No | Tier 5
15532089 | 150 | Rubrum Road | Kyle | 78640 | Bunton Creek Reserve Subdivision | 29.9779 | -97.8369 | Non-Lead - Plastic | No | After 2014 |  | Non-Lead - Plastic | After 2014 |  | Non-Lead | No | No |  | Single Family Residence | No | No | No | Tier 5
15526144 | 151 | Rubrum Road | Kyle | 78640 | Bunton Creek Reserve Subdivision | 29.9782 | -97.8366 | Non-Lead - Plastic | No | After 2014 |  | Non-Lead - Plastic | After 2014 |  | Non-Lead | No | No |  | Single Family Residence | No | No | No | Tier 5
15537638 | 160 | Rubrum Road | Kyle | 78640 | Bunton Creek Reserve Subdivision | 29.9778 | -97.8368 | Non-Lead - Plastic | No | After 2014 |  | Non-Lead - Plastic | After 2014 |  | Non-Lead | No | No |  | Single Family Residence | No | No | No | Tier 5
15651350 | 161 | Rubrum Road | Kyle | 78640 | Bunton Creek Reserve Subdivision | 29.9781 | -97.8365 | Non-Lead - Plastic | No | After 2014 |  | Non-Lead - Plastic | After 2014 |  | Non-Lead | No | No |  | Single Family Residence | No | No | No | Tier 5
15537601 | 170 | Rubrum Road | Kyle | 78640 | Bunton Creek Reserve Subdivision | 29.9777 | -97.8367 | Non-Lead - Plastic | No | After 2014 |  | Non-Lead - Plastic | After 2014 |  | Non-Lead | No | No |  | Single Family Residence | No | No | No | Tier 5
15651351 | 171 | Rubrum Road | Kyle | 78640 | Bunton Creek Reserve Subdivision | 29.9781 | -97.8364 | Non-Lead - Plastic | No | After 2014 |  | Non-Lead - Plastic | After 2014 |  | Non-Lead | No | No |  | Single Family Residence | No | No | No | Tier 5
15535947 | 180 | Rubrum Road | Kyle | 78640 | Bunton Creek Reserve Subdivision | 29.9776 | -97.8366 | Non-Lead - Plastic | No | After 2014 |  | Non-Lead - Plastic | After 2014 |  | Non-Lead | No | No |  | Single Family Residence | No | No | No | Tier 5
15637536 | 181 | Rubrum Road | Kyle | 78640 | Bunton Creek Reserve Subdivision | 29.978 | -97.8362 | Non-Lead - Plastic | No | After 2014 |  | Non-Lead - Plastic | After 2014 |  | Non-Lead | No | No |  | Single Family Residence | No | No | No | Tier 5
1424963 | 190 | Rubrum Road | Kyle | 78640 | 15533434, Bunton Creek Reserve Subdivision | 29.9775 | -97.8365 | Non-Lead - Plastic | No | After 2014 |  | Non-Lead - Plastic | After 2014 |  | Non-Lead | No | No |  | Single Family Residence | No | No | No | Tier 5
15535887 | 200 | Rubrum Road | Kyle | 78640 | Bunton Creek Reserve Subdivision | 29.9774 | -97.8364 | Non-Lead - Plastic | No | After 2014 |  | Non-Lead - Plastic | After 2014 |  | Non-Lead | No | No |  | Single Family Residence | No | No | No | Tier 5
15637553 | 215 | Rubrum Drive | Kyle | 78640 | Bunton Creek Reserve Subdivision | 29.9776 | -97.8357 | Non-Lead - Plastic | No | After 2014 |  | Non-Lead - Plastic | After 2014 |  | Non-Lead | No | No |  | Single Family Residence | No | No | No | Tier 5
15952422 | 101 | Shiro Drive | Kyle | 78640 | Bunton Creek Reserve Subdivision | 29.9777 | -97.8359 | Non-Lead - Plastic | No | After 2014 |  | Non-Lead - Plastic | After 2014 |  | Non-Lead | No | No |  | Single Family Residence | No | No | No | Tier 5
15672315 | 111 | Shiro Drive | Kyle | 78640 | Bunton Creek Reserve Subdivision | 29.9773 | -97.8357 | Non-Lead - Plastic | No | After 2014 |  | Non-Lead - Plastic | After 2014 |  | Non-Lead | No | No |  | Single Family Residence | No | No | No | Tier 5
10210891 | 1024 | Twin Estates Drive | Kyle | 78640 | Bunton Creek Subdivision | 29.9867 | -97.8361 | Non-Lead - Plastic | No | After 2014 |  | Non-Lead - Plastic | After 2014 |  | Non-Lead | No | No |  | Single Family Residence | No | No | No | Tier 5
7995091 | 1025 | Twin Estates Drive | Kyle | 78640 | Bunton Creek Subdivision | 29.9864 | -97.8357 | Non-Lead - Plastic | No | After 2014 |  | Non-Lead - Plastic | After 2014 |  | Non-Lead | No | No |  | Single Family Residence | No | No | No | Tier 5
16207282 | 1036 | Twin Estates Drive | Kyle | 78640 | Bunton Creek Subdivision | 29.9866 | -97.8363 | Non-Lead - Plastic | No | After 2014 |  | Non-Lead - Plastic | After 2014 |  | Non-Lead | No | No |  | Single Family Residence | No | No | No | Tier 5
9296304 | 1037 | Twin Estates Drive | Kyle | 78640 | Bunton Creek Subdivision | 29.9863 | -97.8358 | Non-Lead - Plastic | No | After 2014 |  | Non-Lead - Plastic | After 2014 |  | Non-Lead | No | No |  | Single Family Residence | No | No | No | Tier 5
16230481 | 1048 | Twin Estates Drive | Kyle | 78640 | Bunton Creek Subdivision | 29.9865 | -97.8364 | Non-Lead - Plastic | No | After 2014 |  | Non-Lead - Plastic | After 2014 |  | Non-Lead | No | No |  | Single Family Residence | No | No | No | Tier 5
12524158 | 1049 | Twin Estates Drive | Kyle | 78640 | Bunton Creek Subdivision | 29.9862 | -97.836 | Non-Lead - Plastic | No | After 2014 |  | Non-Lead - Plastic | After 2014 |  | Non-Lead | No | No |  | Single Family Residence | No | No | No | Tier 5
10079943 | 1060 | Twin Estates Drive | Kyle | 78640 | Bunton Creek Subdivision | 29.9863 | -97.8365 | Non-Lead - Plastic | No | After 2014 |  | Non-Lead - Plastic | After 2014 |  | Non-Lead | No | No |  | Single Family Residence | No | No | No | Tier 5
15506861 | 1061 | Twin Estates Drive | Kyle | 78640 | Bunton Creek Subdivision | 29.9863 | -97.8363 | Non-Lead - Plastic | No | After 2014 |  | Non-Lead - Plastic | After 2014 |  | Non-Lead | No | No |  | Single Family Residence | No | No | No | Tier 5
9393211 | 1072 | Twin Estates Drive | Kyle | 78640 | Bunton Creek Subdivision | 29.9862 | -97.8367 | Non-Lead - Plastic | No | After 2014 |  | Non-Lead - Plastic | After 2014 |  | Non-Lead | No | No |  | Single Family Residence | No | No | No | Tier 5
16417113 | 1073 | Twin Estates Drive | Kyle | 78640 | Bunton Creek Subdivision | 29.9859 | -97.8363 | Non-Lead - Plastic | No | After 2014 |  | Non-Lead - Plastic | After 2014 |  | Non-Lead | No | No |  | Single Family Residence | No | No | No | Tier 5
13330408 | 1084 | Twin Estates Drive | Kyle | 78640 | Bunton Creek Subdivision | 29.9861 | -97.8368 | Non-Lead - Plastic | No | After 2014 |  | Non-Lead - Plastic | After 2014 |  | Non-Lead | No | No |  | Single Family Residence | No | No | No | Tier 5
15881207 | 1085 | Twin Estates Drive | Kyle | 78640 | 7760554, Bunton Creek Subdivision | 29.9858 | -97.8364 | Non-Lead - Plastic | No | After 2014 |  | Non-Lead - Plastic | After 2014 |  | Non-Lead | No | No |  | Single Family Residence | No | No | No | Tier 5
857966 | 1096 | Twin Estates Drive | Kyle | 78640 | Bunton Creek Subdivision | 29.986 | -97.8369 | Non-Lead - Plastic | No | After 2014 |  | Non-Lead - Plastic | After 2014 |  | Non-Lead | No | No |  | Single Family Residence | No | No | No | Tier 5
10668941 | 1097 | Twin Estates Drive | Kyle | 78640 | Bunton Creek Subdivision | 29.9857 | -97.8365 | Non-Lead - Plastic | No | After 2014 |  | Non-Lead - Plastic | After 2014 |  | Non-Lead | No | No |  | Single Family Residence | No | No | No | Tier 5
9296641 | 1108 | Twin Estates Drive | Kyle | 78640 | Bunton Creek Subdivision | 29.9858 | -97.837 | Non-Lead - Plastic | No | After 2014 |  | Non-Lead - Plastic | After 2014 |  | Non-Lead | No | No |  | Single Family Residence | No | No | No | Tier 5
13412630 | 1109 | Twin Estates Drive | Kyle | 78640 | Bunton Creek Subdivision | 29.9856 | -97.8367 | Non-Lead - Plastic | No | After 2014 |  | Non-Lead - Plastic | After 2014 |  | Non-Lead | No | No |  | Single Family Residence | No | No | No | Tier 5
9300113 | 1120 | Twin Estates Drive | Kyle | 78640 | Bunton Creek Subdivision | 29.9857 | -97.8371 | Non-Lead - Plastic | No | After 2014 |  | Non-Lead - Plastic | After 2014 |  | Non-Lead | No | No |  | Single Family Residence | No | No | No | Tier 5
11221161 | 1121 | Twin Estates Drive | Kyle | 78640 | Bunton Creek Subdivision | 29.9855 | -97.8368 | Non-Lead - Plastic | No | After 2014 |  | Non-Lead - Plastic | After 2014 |  | Non-Lead | No | No |  | Single Family Residence | No | No | No | Tier 5
15596946 | 1132 | Twin Estates Drive | Kyle | 78640 | Bunton Creek Subdivision | 29.9856 | -97.8373 | Non-Lead - Plastic | No | After 2014 |  | Non-Lead - Plastic | After 2014 |  | Non-Lead | No | No |  | Single Family Residence | No | No | No | Tier 5
4307781 | 1133 | Twin Estates Drive | Kyle | 78640 | Bunton Creek Subdivision | 29.9853 | -97.8369 | Non-Lead - Plastic | No | After 2014 |  | Non-Lead - Plastic | After 2014 |  | Non-Lead | No | No |  | Single Family Residence | No | No | No | Tier 5
10760602 | 1156 | Twin Estates Drive | Kyle | 78640 | Bunton Creek Subdivision | 29.9853 | -97.8376 | Non-Lead - Plastic | No | After 2014 |  | Non-Lead - Plastic | After 2014 |  | Non-Lead | No | No |  | Single Family Residence | No | No | No | Tier 5
10533479 | 1157 | Twin Estates Drive | Kyle | 78640 | Bunton Creek Subdivision | 29.985 | -97.8372 | Non-Lead - Plastic | No | After 2014 |  | Non-Lead - Plastic | After 2014 |  | Non-Lead | No | No |  | Single Family Residence | No | No | No | Tier 5
10748726 | 1168 | Twin Estates Drive | Kyle | 78640 | Bunton Creek Subdivision | 29.9852 | -97.8378 | Non-Lead - Plastic | No | After 2014 |  | Non-Lead - Plastic | After 2014 |  | Non-Lead | No | No |  | Single Family Residence | No | No | No | Tier 5
10517034 | 1169 | Twin Estates Drive | Kyle | 78640 | Bunton Creek Subdivision | 29.9849 | -97.8374 | Non-Lead - Plastic | No | After 2014 |  | Non-Lead - Plastic | After 2014 |  | Non-Lead | No | No |  | Single Family Residence | No | No | No | Tier 5
10756243 | 1180 | Twin Estates Drive | Kyle | 78640 | Bunton Creek Subdivision | 29.9851 | -97.8379 | Non-Lead - Plastic | No | After 2014 |  | Non-Lead - Plastic | After 2014 |  | Non-Lead | No | No |  | Single Family Residence | No | No | No | Tier 5
10465034 | 1181 | Twin Estates Drive | Kyle | 78640 | Bunton Creek Subdivision | 29.9848 | -97.8375 | Non-Lead - Plastic | No | After 2014 |  | Non-Lead - Plastic | After 2014 |  | Non-Lead | No | No |  | Single Family Residence | No | No | No | Tier 5
10760980 | 1192 | Twin Estates Drive | Kyle | 78640 | Bunton Creek Subdivision | 29.985 | -97.838 | Non-Lead - Plastic | No | After 2014 |  | Non-Lead - Plastic | After 2014 |  | Non-Lead | No | No |  | Single Family Residence | No | No | No | Tier 5
15512535 | 1193 | Twin Estates Drive | Kyle | 78640 | 10517254, Bunton Creek Subdivision | 29.9847 | -97.8377 | Non-Lead - Plastic | No | After 2014 |  | Non-Lead - Plastic | After 2014 |  | Non-Lead | No | No |  | Single Family Residence | No | No | No | Tier 5
11238842 | 1204 | Twin Estates Drive | Kyle | 78640 | Bunton Creek Subdivision | 29.9849 | -97.8382 | Non-Lead - Plastic | No | After 2014 |  | Non-Lead - Plastic | After 2014 |  | Non-Lead | No | No |  | Single Family Residence | No | No | No | Tier 5
10517279 | 1205 | Twin Estates Drive | Kyle | 78640 | Bunton Creek Subdivision | 29.9845 | -97.8378 | Non-Lead - Plastic | No | After 2014 |  | Non-Lead - Plastic | After 2014 |  | Non-Lead | No | No |  | Single Family Residence | No | No | No | Tier 5
10756506 | 1216 | Twin Estates Drive | Kyle | 78640 | Bunton Creek Subdivision | 29.9847 | -97.8383 | Non-Lead - Plastic | No | After 2014 |  | Non-Lead - Plastic | After 2014 |  | Non-Lead | No | No |  | Single Family Residence | No | No | No | Tier 5
12565219 | 1217 | Twin Estates Drive | Kyle | 78640 | Bunton Creek Subdivision | 29.9844 | -97.8379 | Non-Lead - Plastic | No | After 2014 |  | Non-Lead - Plastic | After 2014 |  | Non-Lead | No | No |  | Single Family Residence | No | No | No | Tier 5
10194535 | 1228 | Twin Estates Drive | Kyle | 78640 | Bunton Creek Subdivision | 29.9846 | -97.8384 | Non-Lead - Plastic | No | After 2014 |  | Non-Lead - Plastic | After 2014 |  | Non-Lead | No | No |  | Single Family Residence | No | No | No | Tier 5
10582711 | 1229 | Twin Estates Drive | Kyle | 78640 | Bunton Creek Subdivision | 29.9843 | -97.8381 | Non-Lead - Plastic | No | After 2014 |  | Non-Lead - Plastic | After 2014 |  | Non-Lead | No | No |  | Single Family Residence | No | No | No | Tier 5
11309474 | 1240 | Twin Estates Drive | Kyle | 78640 | Bunton Creek Subdivision | 29.9845 | -97.8386 | Non-Lead - Plastic | No | After 2014 |  | Non-Lead - Plastic | After 2014 |  | Non-Lead | No | No |  | Single Family Residence | No | No | No | Tier 5
10454585 | 1241 | Twin Estates Drive | Kyle | 78640 | Bunton Creek Subdivision | 29.9842 | -97.8382 | Non-Lead - Plastic | No | After 2014 |  | Non-Lead - Plastic | After 2014 |  | Non-Lead | No | No |  | Single Family Residence | No | No | No | Tier 5
10982233 | 1252 | Twin Estates Drive | Kyle | 78640 | Bunton Creek Subdivision | 29.9843 | -97.8387 | Non-Lead - Plastic | No | After 2014 |  | Non-Lead - Plastic | After 2014 |  | Non-Lead | No | No |  | Single Family Residence | No | No | No | Tier 5
10582411 | 1253 | Twin Estates Drive | Kyle | 78640 | Bunton Creek Subdivision | 29.9841 | -97.8383 | Non-Lead - Plastic | No | After 2014 |  | Non-Lead - Plastic | After 2014 |  | Non-Lead | No | No |  | Single Family Residence | No | No | No | Tier 5
12183678 | 1264 | Twin Estates Drive | Kyle | 78640 | Bunton Creek Subdivision | 29.9843 | -97.8389 | Non-Lead - Plastic | No | After 2014 |  | Non-Lead - Plastic | After 2014 |  | Non-Lead | No | No |  | Single Family Residence | No | No | No | Tier 5
10662450 | 1265 | Twin Estates Drive | Kyle | 78640 | Bunton Creek Subdivision | 29.984 | -97.8384 | Non-Lead - Plastic | No | After 2014 |  | Non-Lead - Plastic | After 2014 |  | Non-Lead | No | No |  | Single Family Residence | No | No | No | Tier 5
1792525 | 1276 | Twin Estates Drive | Kyle | 78640 | 12174979, Bunton Creek Subdivision | 29.9841 | -97.839 | Non-Lead - Plastic | No | After 2014 |  | Non-Lead - Plastic | After 2014 |  | Non-Lead | No | No |  | Single Family Residence | No | No | No | Tier 5
1418640 | 1277 | Twin Estates Drive | Kyle | 78640 | 10708779, Bunton Creek Subdivision | 29.9838 | -97.8386 | Non-Lead - Plastic | No | After 2014 |  | Non-Lead - Plastic | After 2014 |  | Non-Lead | No | No |  | Single Family Residence | No | No | No | Tier 5
1793223 | 1288 | Twin Estates Drive | Kyle | 78640 | 10769904, Bunton Creek Subdivision | 29.984 | -97.8391 | Non-Lead - Plastic | No | After 2014 |  | Non-Lead - Plastic | After 2014 |  | Non-Lead | No | No |  | Single Family Residence | No | No | No | Tier 5
10744354 | 1289 | Twin Estates Drive | Kyle | 78640 | Bunton Creek Subdivision | 29.9837 | -97.8387 | Non-Lead - Plastic | No | After 2014 |  | Non-Lead - Plastic | After 2014 |  | Non-Lead | No | No |  | Single Family Residence | No | No | No | Tier 5
10724539 | 1300 | Twin Estates Drive | Kyle | 78640 | Bunton Creek Subdivision | 29.9839 | -97.8392 | Non-Lead - Plastic | No | After 2014 |  | Non-Lead - Plastic | After 2014 |  | Non-Lead | No | No |  | Single Family Residence | No | No | No | Tier 5
10709393 | 1301 | Twin Estates Drive | Kyle | 78640 | Bunton Creek Subdivision | 29.9836 | -97.8389 | Non-Lead - Plastic | No | After 2014 |  | Non-Lead - Plastic | After 2014 |  | Non-Lead | No | No |  | Single Family Residence | No | No | No | Tier 5
13265670 | 1324 | Twin Estates Drive | Kyle | 78640 | Bunton Creek Subdivision | 29.9836 | -97.8396 | Non-Lead - Plastic | No | After 2014 |  | Non-Lead - Plastic | After 2014 |  | Non-Lead | No | No |  | Single Family Residence | No | No | No | Tier 5
13347381 | 1325 | Twin Estates Drive | Kyle | 78640 | Bunton Creek Subdivision | 29.9833 | -97.8392 | Non-Lead - Plastic | No | After 2014 |  | Non-Lead - Plastic | After 2014 |  | Non-Lead | No | No |  | Single Family Residence | No | No | No | Tier 5
9612510 | 1336 | Twin Estates Drive | Kyle | 78640 | Bunton Creek Subdivision | 29.9835 | -97.8397 | Non-Lead - Plastic | No | After 2014 |  | Non-Lead - Plastic | After 2014 |  | Non-Lead | No | No |  | Single Family Residence | No | No | No | Tier 5
13448558 | 1337 | Twin Estates Drive | Kyle | 78640 | Bunton Creek Subdivision | 29.9832 | -97.8393 | Non-Lead - Plastic | No | After 2014 |  | Non-Lead - Plastic | After 2014 |  | Non-Lead | No | No |  | Single Family Residence | No | No | No | Tier 5
12352742 | 1348 | Twin Estates Drive | Kyle | 78640 | Bunton Creek Subdivision | 29.9834 | -97.8398 | Non-Lead - Plastic | No | After 2014 |  | Non-Lead - Plastic | After 2014 |  | Non-Lead | No | No |  | Single Family Residence | No | No | No | Tier 5
13450797 | 1349 | Twin Estates Drive | Kyle | 78640 | Bunton Creek Subdivision | 29.983 | -97.8395 | Non-Lead - Plastic | No | After 2014 |  | Non-Lead - Plastic | After 2014 |  | Non-Lead | No | No |  | Single Family Residence | No | No | No | Tier 5
12348797 | 1360 | Twin Estates Drive | Kyle | 78640 | Bunton Creek Subdivision | 29.9833 | -97.84 | Non-Lead - Plastic | No | After 2014 |  | Non-Lead - Plastic | After 2014 |  | Non-Lead | No | No |  | Single Family Residence | No | No | No | Tier 5
13425776 | 1361 | Twin Estates Drive | Kyle | 78640 | Bunton Creek Subdivision | 29.9832 | -97.8396 | Non-Lead - Plastic | No | After 2014 |  | Non-Lead - Plastic | After 2014 |  | Non-Lead | No | No |  | Single Family Residence | No | No | No | Tier 5
13562577 | 1372 | Twin Estates Drive | Kyle | 78640 | Bunton Creek Subdivision | 29.9831 | -97.8401 | Non-Lead - Plastic | No | After 2014 |  | Non-Lead - Plastic | After 2014 |  | Non-Lead | No | No |  | Single Family Residence | No | No | No | Tier 5
13415902 | 1373 | Twin Estates Drive | Kyle | 78640 | Bunton Creek Subdivision | 29.9828 | -97.8397 | Non-Lead - Plastic | No | After 2014 |  | Non-Lead - Plastic | After 2014 |  | Non-Lead | No | No |  | Single Family Residence | No | No | No | Tier 5
13530731 | 1384 | Twin Estates Drive | Kyle | 78640 | Bunton Creek Subdivision | 29.983 | -97.8402 | Non-Lead - Plastic | No | After 2014 |  | Non-Lead - Plastic | After 2014 |  | Non-Lead | No | No |  | Single Family Residence | No | No | No | Tier 5
13411611 | 1385 | Twin Estates Drive | Kyle | 78640 | Bunton Creek Subdivision | 29.9827 | -97.8399 | Non-Lead - Plastic | No | After 2014 |  | Non-Lead - Plastic | After 2014 |  | Non-Lead | No | No |  | Single Family Residence | No | No | No | Tier 5
13520740 | 1396 | Twin Estates Drive | Kyle | 78640 | Bunton Creek Subdivision | 29.9829 | -97.8404 | Non-Lead - Plastic | No | After 2014 |  | Non-Lead - Plastic | After 2014 |  | Non-Lead | No | No |  | Single Family Residence | No | No | No | Tier 5
13412258 | 1397 | Twin Estates Drive | Kyle | 78640 | Bunton Creek Subdivision | 29.9826 | -97.84 | Non-Lead - Plastic | No | After 2014 |  | Non-Lead - Plastic | After 2014 |  | Non-Lead | No | No |  | Single Family Residence | No | No | No | Tier 5
13506489 | 1408 | Twin Estates Drive | Kyle | 78640 | Bunton Creek Subdivision | 29.9828 | -97.8405 | Non-Lead - Plastic | No | After 2014 |  | Non-Lead - Plastic | After 2014 |  | Non-Lead | No | No |  | Single Family Residence | No | No | No | Tier 5
13438789 | 1409 | Twin Estates Drive | Kyle | 78640 | Bunton Creek Subdivision | 29.9824 | -97.8401 | Non-Lead - Plastic | No | After 2014 |  | Non-Lead - Plastic | After 2014 |  | Non-Lead | No | No |  | Single Family Residence | No | No | No | Tier 5
13545090 | 1420 | Twin Estates Drive | Kyle | 78640 | Bunton Creek Subdivision | 29.9827 | -97.8406 | Non-Lead - Plastic | No | After 2014 |  | Non-Lead - Plastic | After 2014 |  | Non-Lead | No | No |  | Single Family Residence | No | No | No | Tier 5
13273184 | 1421 | Twin Estates Drive | Kyle | 78640 | Bunton Creek Subdivision | 29.9823 | -97.8402 | Non-Lead - Plastic | No | After 2014 |  | Non-Lead - Plastic | After 2014 |  | Non-Lead | No | No |  | Single Family Residence | No | No | No | Tier 5
13552367 | 1432 | Twin Estates Drive | Kyle | 78640 | Bunton Creek Subdivision | 29.9825 | -97.8408 | Non-Lead - Plastic | No | After 2014 |  | Non-Lead - Plastic | After 2014 |  | Non-Lead | No | No |  | Single Family Residence | No | No | No | Tier 5
13458684 | 1433 | Twin Estates Drive | Kyle | 78640 | Bunton Creek Subdivision | 29.9822 | -97.8404 | Non-Lead - Plastic | No | After 2014 |  | Non-Lead - Plastic | After 2014 |  | Non-Lead | No | No |  | Single Family Residence | No | No | No | Tier 5
12478333 | 1458 | Twin Estates Drive | Kyle | 78640 | Bunton Creek Subdivision | 29.9822 | -97.8411 | Non-Lead - Plastic | No | After 2014 |  | Non-Lead - Plastic | After 2014 |  | Non-Lead | No | No |  | Single Family Residence | No | No | No | Tier 5
12342211 | 1459 | Twin Estates Drive | Kyle | 78640 | Bunton Creek Subdivision | 29.9819 | -97.8407 | Non-Lead - Plastic | No | After 2014 |  | Non-Lead - Plastic | After 2014 |  | Non-Lead | No | No |  | Single Family Residence | No | No | No | Tier 5
12477926 | 1470 | Twin Estates Drive | Kyle | 78640 | Bunton Creek Subdivision | 29.9821 | -97.8412 | Non-Lead - Plastic | No | After 2014 |  | Non-Lead - Plastic | After 2014 |  | Non-Lead | No | No |  | Single Family Residence | No | No | No | Tier 5
13542408 | 1471 | Twin Estates Drive | Kyle | 78640 | Bunton Creek Subdivision | 29.9818 | -97.8409 | Non-Lead - Plastic | No | After 2014 |  | Non-Lead - Plastic | After 2014 |  | Non-Lead | No | No |  | Single Family Residence | No | No | No | Tier 5
12477163 | 1482 | Twin Estates Drive | Kyle | 78640 | Bunton Creek Subdivision | 29.982 | -97.8414 | Non-Lead - Plastic | No | After 2014 |  | Non-Lead - Plastic | After 2014 |  | Non-Lead | No | No |  | Single Family Residence | No | No | No | Tier 5
12353608 | 1483 | Twin Estates Drive | Kyle | 78640 | Bunton Creek Subdivision | 29.9816 | -97.841 | Non-Lead - Plastic | No | After 2014 |  | Non-Lead - Plastic | After 2014 |  | Non-Lead | No | No |  | Single Family Residence | No | No | No | Tier 5
12479524 | 1494 | Twin Estates Drive | Kyle | 78640 | Bunton Creek Subdivision | 29.9819 | -97.8415 | Non-Lead - Plastic | No | After 2014 |  | Non-Lead - Plastic | After 2014 |  | Non-Lead | No | No |  | Single Family Residence | No | No | No | Tier 5
12358368 | 1495 | Twin Estates Drive | Kyle | 78640 | Bunton Creek Subdivision | 29.9815 | -97.8411 | Non-Lead - Plastic | No | After 2014 |  | Non-Lead - Plastic | After 2014 |  | Non-Lead | No | No |  | Single Family Residence | No | No | No | Tier 5
12692715 | 1506 | Twin Estates Drive | Kyle | 78640 | Bunton Creek Subdivision | 29.9817 | -97.8416 | Non-Lead - Plastic | No | After 2014 |  | Non-Lead - Plastic | After 2014 |  | Non-Lead | No | No |  | Single Family Residence | No | No | No | Tier 5
12344367 | 1507 | Twin Estates Drive | Kyle | 78640 | Bunton Creek Subdivision | 29.9814 | -97.8413 | Non-Lead - Plastic | No | After 2014 |  | Non-Lead - Plastic | After 2014 |  | Non-Lead | No | No |  | Single Family Residence | No | No | No | Tier 5
12695311 | 1518 | Twin Estates Drive | Kyle | 78640 | Bunton Creek Subdivision | 29.9816 | -97.8418 | Non-Lead - Plastic | No | After 2014 |  | Non-Lead - Plastic | After 2014 |  | Non-Lead | No | No |  | Single Family Residence | No | No | No | Tier 5
13527162 | 1519 | Twin Estates Drive | Kyle | 78640 | Bunton Creek Subdivision | 29.9813 | -97.8414 | Non-Lead - Plastic | No | After 2014 |  | Non-Lead - Plastic | After 2014 |  | Non-Lead | No | No |  | Single Family Residence | No | No | No | Tier 5
12692853 | 1530 | Twin Estates Drive | Kyle | 78640 | Bunton Creek Subdivision | 29.9815 | -97.8419 | Non-Lead - Plastic | No | After 2014 |  | Non-Lead - Plastic | After 2014 |  | Non-Lead | No | No |  | Single Family Residence | No | No | No | Tier 5
12341181 | 1531 | Twin Estates Drive | Kyle | 78640 | Bunton Creek Subdivision | 29.9812 | -97.8416 | Non-Lead - Plastic | No | After 2014 |  | Non-Lead - Plastic | After 2014 |  | Non-Lead | No | No |  | Single Family Residence | No | No | No | Tier 5
12537230 | 1542 | Twin Estates Drive | Kyle | 78640 | Bunton Creek Subdivision | 29.9814 | -97.842 | Non-Lead - Plastic | No | After 2014 |  | Non-Lead - Plastic | After 2014 |  | Non-Lead | No | No |  | Single Family Residence | No | No | No | Tier 5
12345606 | 1543 | Twin Estates Drive | Kyle | 78640 | Bunton Creek Subdivision | 29.9811 | -97.8416 | Non-Lead - Plastic | No | After 2014 |  | Non-Lead - Plastic | After 2014 |  | Non-Lead | No | No |  | Single Family Residence | No | No | No | Tier 5
12684387 | 1554 | Twin Estates Drive | Kyle | 78640 | Bunton Creek Subdivision | 29.9813 | -97.8421 | Non-Lead - Plastic | No | After 2014 |  | Non-Lead - Plastic | After 2014 |  | Non-Lead | No | No |  | Single Family Residence | No | No | No | Tier 5
12478259 | 1555 | Twin Estates Drive | Kyle | 78640 | Bunton Creek Subdivision | 29.9809 | -97.8418 | Non-Lead - Plastic | No | After 2014 |  | Non-Lead - Plastic | After 2014 |  | Non-Lead | No | No |  | Single Family Residence | No | No | No | Tier 5
12683623 | 1566 | Twin Estates Drive | Kyle | 78640 | Bunton Creek Subdivision | 29.9811 | -97.8423 | Non-Lead - Plastic | No | After 2014 |  | Non-Lead - Plastic | After 2014 |  | Non-Lead | No | No |  | Single Family Residence | No | No | No | Tier 5
15571497 | 1567 | Twin Estates Drive | Kyle | 78640 | 13505436, Bunton Creek Subdivision | 29.9808 | -97.8419 | Non-Lead - Plastic | No | After 2014 |  | Non-Lead - Plastic | After 2014 |  | Non-Lead | No | No |  | Single Family Residence | No | No | No | Tier 5
12554440 | 1578 | Twin Estates Drive | Kyle | 78640 | Bunton Creek Subdivision | 29.981 | -97.8425 | Non-Lead - Plastic | No | After 2014 |  | Non-Lead - Plastic | After 2014 |  | Non-Lead | No | No |  | Single Family Residence | No | No | No | Tier 5
12528913 | 1579 | Twin Estates Drive | Kyle | 78640 | Bunton Creek Subdivision | 29.9807 | -97.842 | Non-Lead - Plastic | No | After 2014 |  | Non-Lead - Plastic | After 2014 |  | Non-Lead | No | No |  | Single Family Residence | No | No | No | Tier 5
12679179 | 1590 | Twin Estates Drive | Kyle | 78640 | Bunton Creek Subdivision | 29.9809 | -97.8426 | Non-Lead - Plastic | No | After 2014 |  | Non-Lead - Plastic | After 2014 |  | Non-Lead | No | No |  | Single Family Residence | No | No | No | Tier 5
12509761 | 1591 | Twin Estates Drive | Kyle | 78640 | Bunton Creek Subdivision | 29.9806 | -97.8422 | Non-Lead - Plastic | No | After 2014 |  | Non-Lead - Plastic | After 2014 |  | Non-Lead | No | No |  | Single Family Residence | No | No | No | Tier 5
12749354 | 1602 | Twin Estates Drive | Kyle | 78640 | Bunton Creek Subdivision | 29.9808 | -97.8427 | Non-Lead - Plastic | No | After 2014 |  | Non-Lead - Plastic | After 2014 |  | Non-Lead | No | No |  | Single Family Residence | No | No | No | Tier 5
12756522 | 1603 | Twin Estates Drive | Kyle | 78640 | Bunton Creek Subdivision | 29.9804 | -97.8423 | Non-Lead - Plastic | No | After 2014 |  | Non-Lead - Plastic | After 2014 |  | Non-Lead | No | No |  | Single Family Residence | No | No | No | Tier 5
12763355 | 1614 | Twin Estates Drive | Kyle | 78640 | Bunton Creek Subdivision | 29.9806 | -97.8428 | Non-Lead - Plastic | No | After 2014 |  | Non-Lead - Plastic | After 2014 |  | Non-Lead | No | No |  | Single Family Residence | No | No | No | Tier 5
12762456 | 1615 | Twin Estates Drive | Kyle | 78640 | Bunton Creek Subdivision | 29.9803 | -97.8425 | Non-Lead - Plastic | No | After 2014 |  | Non-Lead - Plastic | After 2014 |  | Non-Lead | No | No |  | Single Family Residence | No | No | No | Tier 5
12762712 | 1626 | Twin Estates Drive | Kyle | 78640 | Bunton Creek Subdivision | 29.9805 | -97.843 | Non-Lead - Plastic | No | After 2014 |  | Non-Lead - Plastic | After 2014 |  | Non-Lead | No | No |  | Single Family Residence | No | No | No | Tier 5
12762458 | 1627 | Twin Estates Drive | Kyle | 78640 | Bunton Creek Subdivision | 29.9802 | -97.8426 | Non-Lead - Plastic | No | After 2014 |  | Non-Lead - Plastic | After 2014 |  | Non-Lead | No | No |  | Single Family Residence | No | No | No | Tier 5
12762479 | 1638 | Twin Estates Drive | Kyle | 78640 | Bunton Creek Subdivision | 29.9804 | -97.8431 | Non-Lead - Plastic | No | After 2014 |  | Non-Lead - Plastic | After 2014 |  | Non-Lead | No | No |  | Single Family Residence | No | No | No | Tier 5
12756932 | 1639 | Twin Estates Drive | Kyle | 78640 | Bunton Creek Subdivision | 29.9801 | -97.8427 | Non-Lead - Plastic | No | After 2014 |  | Non-Lead - Plastic | After 2014 |  | Non-Lead | No | No |  | Single Family Residence | No | No | No | Tier 5
836606 | 1662 | Twin Estates Drive | Kyle | 78640 | Bunton Creek Subdivision | 29.9801 | -97.8434 | Non-Lead - Plastic | No | After 2014 |  | Non-Lead - Plastic | After 2014 |  | Non-Lead | No | No |  | Single Family Residence | No | No | No | Tier 5
9247001 | 1663 | Twin Estates Drive | Kyle | 78640 | Bunton Creek Subdivision | 29.9798 | -97.843 | Non-Lead - Plastic | No | After 2014 |  | Non-Lead - Plastic | After 2014 |  | Non-Lead | No | No |  | Single Family Residence | No | No | No | Tier 5
816304 | 1674 | Twin Estates Drive | Kyle | 78640 | Bunton Creek Subdivision | 29.98 | -97.8436 | Non-Lead - Plastic | No | After 2014 |  | Non-Lead - Plastic | After 2014 |  | Non-Lead | No | No |  | Single Family Residence | No | No | No | Tier 5
9252744 | 1675 | Twin Estates Drive | Kyle | 78640 | Bunton Creek Subdivision | 29.9797 | -97.8432 | Non-Lead - Plastic | No | After 2014 |  | Non-Lead - Plastic | After 2014 |  | Non-Lead | No | No |  | Single Family Residence | No | No | No | Tier 5
9209006 | 1686 | Twin Estates Drive | Kyle | 78640 | Bunton Creek Subdivision | 29.9799 | -97.8437 | Non-Lead - Plastic | No | After 2014 |  | Non-Lead - Plastic | After 2014 |  | Non-Lead | No | No |  | Single Family Residence | No | No | No | Tier 5
9257923 | 1687 | Twin Estates Drive | Kyle | 78640 | Bunton Creek Subdivision | 29.9796 | -97.8433 | Non-Lead - Plastic | No | After 2014 |  | Non-Lead - Plastic | After 2014 |  | Non-Lead | No | No |  | Single Family Residence | No | No | No | Tier 5
9246665 | 1698 | Twin Estates Drive | Kyle | 78640 | Bunton Creek Subdivision | 29.9798 | -97.8439 | Non-Lead - Plastic | No | After 2014 |  | Non-Lead - Plastic | After 2014 |  | Non-Lead | No | No |  | Single Family Residence | No | No | No | Tier 5
833602 | 1699 | Twin Estates Drive | Kyle | 78640 | Bunton Creek Subdivision | 29.9794 | -97.8434 | Non-Lead - Plastic | No | After 2014 |  | Non-Lead - Plastic | After 2014 |  | Non-Lead | No | No |  | Single Family Residence | No | No | No | Tier 5
833736 | 1711 | Twin Estates Drive | Kyle | 78640 | Bunton Creek Subdivision | 29.9793 | -97.8436 | Non-Lead - Plastic | No | After 2014 |  | Non-Lead - Plastic | After 2014 |  | Non-Lead | No | No |  | Single Family Residence | No | No | No | Tier 5
16417036 | 1036 | Twin Cove | Kyle | 78640 | Bunton Creek Subdivision | 29.986 | -97.8355 | Non-Lead - Plastic | No | After 2014 |  | Non-Lead - Plastic | After 2014 |  | Non-Lead | No | No |  | Single Family Residence | No | No | No | Tier 5
16242971 | 1048 | Twin Cove | Kyle | 78640 | Bunton Creek Subdivision | 29.9859 | -97.8357 | Non-Lead - Plastic | No | After 2014 |  | Non-Lead - Plastic | After 2014 |  | Non-Lead | No | No |  | Single Family Residence | No | No | No | Tier 5
15593264 | 1060 | Twin Cove | Kyle | 78640 | 11994791, Bunton Creek Subdivision | 29.9857 | -97.8357 | Non-Lead - Plastic | No | After 2014 |  | Non-Lead - Plastic | After 2014 |  | Non-Lead | No | No |  | Single Family Residence | No | No | No | Tier 5
13434765 | 1061 | Twin Cove | Kyle | 78640 | Bunton Creek Subdivision | 29.9854 | -97.8354 | Non-Lead - Plastic | No | After 2014 |  | Non-Lead - Plastic | After 2014 |  | Non-Lead | No | No |  | Single Family Residence | No | No | No | Tier 5
680521 | 1072 | Twin Cove | Kyle | 78640 | Bunton Creek Subdivision | 29.9856 | -97.8359 | Non-Lead - Plastic | No | After 2014 |  | Non-Lead - Plastic | After 2014 |  | Non-Lead | No | No |  | Single Family Residence | No | No | No | Tier 5
16228365 | 1073 | Twin Cove | Kyle | 78640 | Bunton Creek Subdivision | 29.9853 | -97.8356 | Non-Lead - Plastic | No | After 2014 |  | Non-Lead - Plastic | After 2014 |  | Non-Lead | No | No |  | Single Family Residence | No | No | No | Tier 5
703233 | 1084 | Twin Cove | Kyle | 78640 | Bunton Creek Subdivision | 29.9855 | -97.836 | Non-Lead - Plastic | No | After 2014 |  | Non-Lead - Plastic | After 2014 |  | Non-Lead | No | No |  | Single Family Residence | No | No | No | Tier 5
13367034 | 1085 | Twin Cove | Kyle | 78640 | Bunton Creek Subdivision | 29.9852 | -97.8356 | Non-Lead - Plastic | No | After 2014 |  | Non-Lead - Plastic | After 2014 |  | Non-Lead | No | No |  | Single Family Residence | No | No | No | Tier 5
12487043 | 1096 | Twin Cove | Kyle | 78640 | Bunton Creek Subdivision | 29.9853 | -97.8362 | Non-Lead - Plastic | No | After 2014 |  | Non-Lead - Plastic | After 2014 |  | Non-Lead | No | No |  | Single Family Residence | No | No | No | Tier 5
9192068 | 1097 | Twin Cove | Kyle | 78640 | Bunton Creek Subdivision | 29.985 | -97.8358 | Non-Lead - Plastic | No | After 2014 |  | Non-Lead - Plastic | After 2014 |  | Non-Lead | No | No |  | Single Family Residence | No | No | No | Tier 5
10127538 | 1108 | Twin Cove | Kyle | 78640 | Bunton Creek Subdivision | 29.9852 | -97.8362 | Non-Lead - Plastic | No | After 2014 |  | Non-Lead - Plastic | After 2014 |  | Non-Lead | No | No |  | Single Family Residence | No | No | No | Tier 5
12721785 | 1109 | Twin Cove | Kyle | 78640 | Bunton Creek Subdivision | 29.985 | -97.8359 | Non-Lead - Plastic | No | After 2014 |  | Non-Lead - Plastic | After 2014 |  | Non-Lead | No | No |  | Single Family Residence | No | No | No | Tier 5
733116 | 1120 | Twin Cove | Kyle | 78640 | Bunton Creek Subdivision | 29.9851 | -97.8364 | Non-Lead - Plastic | No | After 2014 |  | Non-Lead - Plastic | After 2014 |  | Non-Lead | No | No |  | Single Family Residence | No | No | No | Tier 5
16241676 | 1121 | Twin Cove | Kyle | 78640 | Bunton Creek Subdivision | 29.9848 | -97.8361 | Non-Lead - Plastic | No | After 2014 |  | Non-Lead - Plastic | After 2014 |  | Non-Lead | No | No |  | Single Family Residence | No | No | No | Tier 5
805875 | 1132 | Twin Cove | Kyle | 78640 | Bunton Creek Subdivision | 29.985 | -97.8366 | Non-Lead - Plastic | No | After 2014 |  | Non-Lead - Plastic | After 2014 |  | Non-Lead | No | No |  | Single Family Residence | No | No | No | Tier 5
5256906 | 1133 | Twin Cove | Kyle | 78640 | Bunton Creek Subdivision | 29.9847 | -97.8362 | Non-Lead - Plastic | No | After 2014 |  | Non-Lead - Plastic | After 2014 |  | Non-Lead | No | No |  | Single Family Residence | No | No | No | Tier 5
16391575 | 1156 | Twin Cove | Kyle | 78640 | Bunton Creek Subdivision | 29.9847 | -97.8369 | Non-Lead - Plastic | No | After 2014 |  | Non-Lead - Plastic | After 2014 |  | Non-Lead | No | No |  | Single Family Residence | No | No | No | Tier 5
864516 | 1157 | Twin Cove | Kyle | 78640 | Bunton Creek Subdivision | 29.9844 | -97.8365 | Non-Lead - Plastic | No | After 2014 |  | Non-Lead - Plastic | After 2014 |  | Non-Lead | No | No |  | Single Family Residence | No | No | No | Tier 5
10275963 | 1168 | Twin Cove | Kyle | 78640 | Bunton Creek Subdivision | 29.9846 | -97.837 | Non-Lead - Plastic | No | After 2014 |  | Non-Lead - Plastic | After 2014 |  | Non-Lead | No | No |  | Single Family Residence | No | No | No | Tier 5
15870167 | 1169 | Twin Cove | Kyle | 78640 | 11995360, Bunton Creek Subdivision | 29.9843 | -97.8367 | Non-Lead - Plastic | No | After 2014 |  | Non-Lead - Plastic | After 2014 |  | Non-Lead | No | No |  | Single Family Residence | No | No | No | Tier 5
10101115 | 1180 | Twin Cove | Kyle | 78640 | Bunton Creek Subdivision | 29.9844 | -97.8372 | Non-Lead - Plastic | No | After 2014 |  | Non-Lead - Plastic | After 2014 |  | Non-Lead | No | No |  | Single Family Residence | No | No | No | Tier 5
12237759 | 1181 | Twin Cove | Kyle | 78640 | Bunton Creek Subdivision | 29.9841 | -97.8368 | Non-Lead - Plastic | No | After 2014 |  | Non-Lead - Plastic | After 2014 |  | Non-Lead | No | No |  | Single Family Residence | No | No | No | Tier 5
10283978 | 1192 | Twin Cove | Kyle | 78640 | Bunton Creek Subdivision | 29.9843 | -97.8373 | Non-Lead - Plastic | No | After 2014 |  | Non-Lead - Plastic | After 2014 |  | Non-Lead | No | No |  | Single Family Residence | No | No | No | Tier 5
16220053 | 1193 | Twin Cove | Kyle | 78640 | Bunton Creek Subdivision | 29.984 | -97.8369 | Non-Lead - Plastic | No | After 2014 |  | Non-Lead - Plastic | After 2014 |  | Non-Lead | No | No |  | Single Family Residence | No | No | No | Tier 5
9304164 | 1204 | Twin Cove | Kyle | 78640 | Bunton Creek Subdivision | 29.9843 | -97.8374 | Non-Lead - Plastic | No | After 2014 |  | Non-Lead - Plastic | After 2014 |  | Non-Lead | No | No |  | Single Family Residence | No | No | No | Tier 5
12503887 | 1205 | Twin Cove | Kyle | 78640 | Bunton Creek Subdivision | 29.9839 | -97.837 | Non-Lead - Plastic | No | After 2014 |  | Non-Lead - Plastic | After 2014 |  | Non-Lead | No | No |  | Single Family Residence | No | No | No | Tier 5
860100 | 1216 | Twin Cove | Kyle | 78640 | Bunton Creek Subdivision | 29.9841 | -97.8375 | Non-Lead - Plastic | No | After 2014 |  | Non-Lead - Plastic | After 2014 |  | Non-Lead | No | No |  | Single Family Residence | No | No | No | Tier 5
703722 | 1217 | Twin Cove | Kyle | 78640 | Bunton Creek Subdivision | 29.9838 | -97.8372 | Non-Lead - Plastic | No | After 2014 |  | Non-Lead - Plastic | After 2014 |  | Non-Lead | No | No |  | Single Family Residence | No | No | No | Tier 5
9305609 | 1228 | Twin Cove | Kyle | 78640 | Bunton Creek Subdivision | 29.984 | -97.8377 | Non-Lead - Plastic | No | After 2014 |  | Non-Lead - Plastic | After 2014 |  | Non-Lead | No | No |  | Single Family Residence | No | No | No | Tier 5
13421016 | 1229 | Twin Cove | Kyle | 78640 | Bunton Creek Subdivision | 29.9837 | -97.8373 | Non-Lead - Plastic | No | After 2014 |  | Non-Lead - Plastic | After 2014 |  | Non-Lead | No | No |  | Single Family Residence | No | No | No | Tier 5
794190 | 1240 | Twin Cove | Kyle | 78640 | Bunton Creek Subdivision | 29.9837 | -97.8373 | Non-Lead - Plastic | No | After 2014 |  | Non-Lead - Plastic | After 2014 |  | Non-Lead | No | No |  | Single Family Residence | No | No | No | Tier 5
12518967 | 1241 | Twin Cove | Kyle | 78640 | Bunton Creek Subdivision | 29.9836 | -97.8374 | Non-Lead - Plastic | No | After 2014 |  | Non-Lead - Plastic | After 2014 |  | Non-Lead | No | No |  | Single Family Residence | No | No | No | Tier 5
691921 | 1252 | Twin Cove | Kyle | 78640 | Bunton Creek Subdivision | 29.9837 | -97.8379 | Non-Lead - Plastic | No | After 2014 |  | Non-Lead - Plastic | After 2014 |  | Non-Lead | No | No |  | Single Family Residence | No | No | No | Tier 5
12255182 | 1253 | Twin Cove | Kyle | 78640 | Bunton Creek Subdivision | 29.9835 | -97.8376 | Non-Lead - Plastic | No | After 2014 |  | Non-Lead - Plastic | After 2014 |  | Non-Lead | No | No |  | Single Family Residence | No | No | No | Tier 5
784082 | 1264 | Twin Cove | Kyle | 78640 | Bunton Creek Subdivision | 29.9837 | -97.8381 | Non-Lead - Plastic | No | After 2014 |  | Non-Lead - Plastic | After 2014 |  | Non-Lead | No | No |  | Single Family Residence | No | No | No | Tier 5
9547197 | 1265 | Twin Cove | Kyle | 78640 | Bunton Creek Subdivision | 29.9833 | -97.8377 | Non-Lead - Plastic | No | After 2014 |  | Non-Lead - Plastic | After 2014 |  | Non-Lead | No | No |  | Single Family Residence | No | No | No | Tier 5
15904656 | 1276 | Twin Cove | Kyle | 78640 | Bunton Creek Subdivision | 29.9835 | -97.8382 | Non-Lead - Plastic | No | After 2014 |  | Non-Lead - Plastic | After 2014 |  | Non-Lead | No | No |  | Single Family Residence | No | No | No | Tier 5
10940187 | 1277 | Twin Cove | Kyle | 78640 | Bunton Creek Subdivision | 29.9832 | -97.8379 | Non-Lead - Plastic | No | After 2014 |  | Non-Lead - Plastic | After 2014 |  | Non-Lead | No | No |  | Single Family Residence | No | No | No | Tier 5
831715 | 1288 | Twin Cove | Kyle | 78640 | Bunton Creek Subdivision | 29.9834 | -97.8383 | Non-Lead - Plastic | No | After 2014 |  | Non-Lead - Plastic | After 2014 |  | Non-Lead | No | No |  | Single Family Residence | No | No | No | Tier 5
686166 | 1289 | Twin Cove | Kyle | 78640 | Bunton Creek Subdivision | 29.9831 | -97.838 | Non-Lead - Plastic | No | After 2014 |  | Non-Lead - Plastic | After 2014 |  | Non-Lead | No | No |  | Single Family Residence | No | No | No | Tier 5
15506188 | 1300 | Twin Cove | Kyle | 78640 | Bunton Creek Subdivision | 29.9833 | -97.8385 | Non-Lead - Plastic | No | After 2014 |  | Non-Lead - Plastic | After 2014 |  | Non-Lead | No | No |  | Single Family Residence | No | No | No | Tier 5
15997600 | 1301 | Twin Cove | Kyle | 78640 | Bunton Creek Subdivision | 29.9829 | -97.8381 | Non-Lead - Plastic | No | After 2014 |  | Non-Lead - Plastic | After 2014 |  | Non-Lead | No | No |  | Single Family Residence | No | No | No | Tier 5
15771043 | 1324 | Twin Cove | Kyle | 78640 | Bunton Creek Subdivision | 29.983 | -97.8388 | Non-Lead - Plastic | No | After 2014 |  | Non-Lead - Plastic | After 2014 |  | Non-Lead | No | No |  | Single Family Residence | No | No | No | Tier 5
13367714 | 1325 | Twin Cove | Kyle | 78640 | Bunton Creek Subdivision | 29.9827 | -97.8384 | Non-Lead - Plastic | No | After 2014 |  | Non-Lead - Plastic | After 2014 |  | Non-Lead | No | No |  | Single Family Residence | No | No | No | Tier 5
15592946 | 1336 | Twin Cove | Kyle | 78640 | 7889467, Bunton Creek Subdivision | 29.9829 | -97.839 | Non-Lead - Plastic | No | After 2014 |  | Non-Lead - Plastic | After 2014 |  | Non-Lead | No | No |  | Single Family Residence | No | No | No | Tier 5
9252751 | 1348 | Twin Cove | Kyle | 78640 | Bunton Creek Subdivision | 29.9827 | -97.8494 | Non-Lead - Plastic | No | After 2014 |  | Non-Lead - Plastic | After 2014 |  | Non-Lead | No | No |  | Single Family Residence | No | No | No | Tier 5
13434497 | 1349 | Twin Cove | Kyle | 78640 | Bunton Creek Subdivision | 29.9824 | -97.8387 | Non-Lead - Plastic | No | After 2014 |  | Non-Lead - Plastic | After 2014 |  | Non-Lead | No | No |  | Single Family Residence | No | No | No | Tier 5
9268285 | 1360 | Twin Cove | Kyle | 78640 | Bunton Creek Subdivision | 29.983 | -97.8382 | Non-Lead - Plastic | No | After 2014 |  | Non-Lead - Plastic | After 2014 |  | Non-Lead | No | No |  | Single Family Residence | No | No | No | Tier 5
12518989 | 1361 | Twin Cove | Kyle | 78640 | Bunton Creek Subdivision | 29.9823 | -97.8389 | Non-Lead - Plastic | No | After 2014 |  | Non-Lead - Plastic | After 2014 |  | Non-Lead | No | No |  | Single Family Residence | No | No | No | Tier 5
16244102 | 1372 | Twin Cove | Kyle | 78640 | Bunton Creek Subdivision | 29.9825 | -97.8393 | Non-Lead - Plastic | No | After 2014 |  | Non-Lead - Plastic | After 2014 |  | Non-Lead | No | No |  | Single Family Residence | No | No | No | Tier 5
13367809 | 1373 | Twin Cove | Kyle | 78640 | Bunton Creek Subdivision | 29.9822 | -97.8389 | Non-Lead - Plastic | No | After 2014 |  | Non-Lead - Plastic | After 2014 |  | Non-Lead | No | No |  | Single Family Residence | No | No | No | Tier 5
16416765 | 1384 | Twin Cove | Kyle | 78640 | Bunton Creek Subdivision | 29.9824 | -97.8395 | Non-Lead - Plastic | No | After 2014 |  | Non-Lead - Plastic | After 2014 |  | Non-Lead | No | No |  | Single Family Residence | No | No | No | Tier 5
10209489 | 1385 | Twin Cove | Kyle | 78640 | Bunton Creek Subdivision | 29.9821 | -97.8391 | Non-Lead - Plastic | No | After 2014 |  | Non-Lead - Plastic | After 2014 |  | Non-Lead | No | No |  | Single Family Residence | No | No | No | Tier 5
9202218 | 1396 | Twin Cove | Kyle | 78640 | Bunton Creek Subdivision | 29.9822 | -97.8396 | Non-Lead - Plastic | No | After 2014 |  | Non-Lead - Plastic | After 2014 |  | Non-Lead | No | No |  | Single Family Residence | No | No | No | Tier 5
12548388 | 1397 | Twin Cove | Kyle | 78640 | Bunton Creek Subdivision | 29.982 | -97.8393 | Non-Lead - Plastic | No | After 2014 |  | Non-Lead - Plastic | After 2014 |  | Non-Lead | No | No |  | Single Family Residence | No | No | No | Tier 5
839137 | 1408 | Twin Cove | Kyle | 78640 | Bunton Creek Subdivision | 29.9821 | -97.8397 | Non-Lead - Plastic | No | After 2014 |  | Non-Lead - Plastic | After 2014 |  | Non-Lead | No | No |  | Single Family Residence | No | No | No | Tier 5
4838506 | 1409 | Twin Cove | Kyle | 78640 | Bunton Creek Subdivision | 29.9818 | -97.8394 | Non-Lead - Plastic | No | After 2014 |  | Non-Lead - Plastic | After 2014 |  | Non-Lead | No | No |  | Single Family Residence | No | No | No | Tier 5
15506049 | 1420 | Twin Cove | Kyle | 78640 | Bunton Creek Subdivision | 29.982 | -97.8399 | Non-Lead - Plastic | No | After 2014 |  | Non-Lead - Plastic | After 2014 |  | Non-Lead | No | No |  | Single Family Residence | No | No | No | Tier 5
13356938 | 1421 | Twin Cove | Kyle | 78640 | Bunton Creek Subdivision | 29.9817 | -97.8395 | Non-Lead - Plastic | No | After 2014 |  | Non-Lead - Plastic | After 2014 |  | Non-Lead | No | No |  | Single Family Residence | No | No | No | Tier 5
1645681 | 1432 | Twin Cove | Kyle | 78640 | 13367830, Bunton Creek Subdivision | 29.9819 | -97.8401 | Non-Lead - Plastic | No | After 2014 |  | Non-Lead - Plastic | After 2014 |  | Non-Lead | No | No |  | Single Family Residence | No | No | No | Tier 5
13404325 | 1433 | Twin Cove | Kyle | 78640 | Bunton Creek Subdivision | 29.9815 | -97.8396 | Non-Lead - Plastic | No | After 2014 |  | Non-Lead - Plastic | After 2014 |  | Non-Lead | No | No |  | Single Family Residence | No | No | No | Tier 5
781832 | 1456 | Twin Cove | Kyle | 78640 | 7673773, Bunton Creek Subdivision | 29.9816 | -97.8404 | Non-Lead - Plastic | No | After 2014 |  | Non-Lead - Plastic | After 2014 |  | Non-Lead | No | No |  | Single Family Residence | No | No | No | Tier 5
10076134 | 1457 | Twin Cove | Kyle | 78640 | Bunton Creek Subdivision | 29.9813 | -97.84 | Non-Lead - Plastic | No | After 2014 |  | Non-Lead - Plastic | After 2014 |  | Non-Lead | No | No |  | Single Family Residence | No | No | No | Tier 5
808665 | 1468 | Twin Cove | Kyle | 78640 | Bunton Creek Subdivision | 29.9815 | -97.8405 | Non-Lead - Plastic | No | After 2014 |  | Non-Lead - Plastic | After 2014 |  | Non-Lead | No | No |  | Single Family Residence | No | No | No | Tier 5
12859109 | 1469 | Twin Cove | Kyle | 78640 | Bunton Creek Subdivision | 29.9811 | -97.8401 | Non-Lead - Plastic | No | After 2014 |  | Non-Lead - Plastic | After 2014 |  | Non-Lead | No | No |  | Single Family Residence | No | No | No | Tier 5
12857200 | 1480 | Twin Cove | Kyle | 78640 | Bunton Creek Subdivision | 29.9813 | -97.8406 | Non-Lead - Plastic | No | After 2014 |  | Non-Lead - Plastic | After 2014 |  | Non-Lead | No | No |  | Single Family Residence | No | No | No | Tier 5
16233502 | 1481 | Twin Cove | Kyle | 78640 | Bunton Creek Subdivision | 29.9811 | -97.8405 | Non-Lead - Plastic | No | After 2014 |  | Non-Lead - Plastic | After 2014 |  | Non-Lead | No | No |  | Single Family Residence | No | No | No | Tier 5
785858 | 1492 | Twin Cove | Kyle | 78640 | Bunton Creek Subdivision | 29.9812 | -97.8408 | Non-Lead - Plastic | No | After 2014 |  | Non-Lead - Plastic | After 2014 |  | Non-Lead | No | No |  | Single Family Residence | No | No | No | Tier 5
15505972 | 1493 | Twin Cove | Kyle | 78640 | Bunton Creek Subdivision | 29.9809 | -97.8404 | Non-Lead - Plastic | No | After 2014 |  | Non-Lead - Plastic | After 2014 |  | Non-Lead | No | No |  | Single Family Residence | No | No | No | Tier 5
12829557 | 1504 | Twin Cove | Kyle | 78640 | Bunton Creek Subdivision | 29.9811 | -97.8409 | Non-Lead - Plastic | No | After 2014 |  | Non-Lead - Plastic | After 2014 |  | Non-Lead | No | No |  | Single Family Residence | No | No | No | Tier 5
12533513 | 1505 | Twin Cove | Kyle | 78640 | Bunton Creek Subdivision | 29.9808 | -97.8405 | Non-Lead - Plastic | No | After 2014 |  | Non-Lead - Plastic | After 2014 |  | Non-Lead | No | No |  | Single Family Residence | No | No | No | Tier 5
9542571 | 1516 | Twin Cove | Kyle | 78640 | Bunton Creek Subdivision | 29.981 | -97.841 | Non-Lead - Plastic | No | After 2014 |  | Non-Lead - Plastic | After 2014 |  | Non-Lead | No | No |  | Single Family Residence | No | No | No | Tier 5
10703646 | 1517 | Twin Cove | Kyle | 78640 | Bunton Creek Subdivision | 29.981 | -97.841 | Non-Lead - Plastic | No | After 2014 |  | Non-Lead - Plastic | After 2014 |  | Non-Lead | No | No |  | Single Family Residence | No | No | No | Tier 5
9543198 | 1528 | Twin Cove | Kyle | 78640 | Bunton Creek Subdivision | 29.9809 | -97.8412 | Non-Lead - Plastic | No | After 2014 |  | Non-Lead - Plastic | After 2014 |  | Non-Lead | No | No |  | Single Family Residence | No | No | No | Tier 5
12536591 | 1529 | Twin Cove | Kyle | 78640 | Bunton Creek Subdivision | 29.9806 | -97.8408 | Non-Lead - Plastic | No | After 2014 |  | Non-Lead - Plastic | After 2014 |  | Non-Lead | No | No |  | Single Family Residence | No | No | No | Tier 5
855349 | 1540 | Twin Cove | Kyle | 78640 | Bunton Creek Subdivision | 29.9807 | -97.8413 | Non-Lead - Plastic | No | After 2014 |  | Non-Lead - Plastic | After 2014 |  | Non-Lead | No | No |  | Single Family Residence | No | No | No | Tier 5
9206249 | 1541 | Twin Cove | Kyle | 78640 | Bunton Creek Subdivision | 29.9804 | -97.8409 | Non-Lead - Plastic | No | After 2014 |  | Non-Lead - Plastic | After 2014 |  | Non-Lead | No | No |  | Single Family Residence | No | No | No | Tier 5
15781416 | 1552 | Twin Cove | Kyle | 78640 | Bunton Creek Subdivision | 29.9806 | -97.8414 | Non-Lead - Plastic | No | After 2014 |  | Non-Lead - Plastic | After 2014 |  | Non-Lead | No | No |  | Single Family Residence | No | No | No | Tier 5
12549159 | 1553 | Twin Cove | Kyle | 78640 | Bunton Creek Subdivision | 29.9803 | -97.841 | Non-Lead - Plastic | No | After 2014 |  | Non-Lead - Plastic | After 2014 |  | Non-Lead | No | No |  | Single Family Residence | No | No | No | Tier 5
12862543 | 1564 | Twin Cove | Kyle | 78640 | Bunton Creek Subdivision | 29.9805 | -97.8415 | Non-Lead - Plastic | No | After 2014 |  | Non-Lead - Plastic | After 2014 |  | Non-Lead | No | No |  | Single Family Residence | No | No | No | Tier 5
12223581 | 1565 | Twin Cove | Kyle | 78640 | Bunton Creek Subdivision | 29.9802 | -97.8412 | Non-Lead - Plastic | No | After 2014 |  | Non-Lead - Plastic | After 2014 |  | Non-Lead | No | No |  | Single Family Residence | No | No | No | Tier 5
15509098 | 1576 | Twin Cove | Kyle | 78640 | Bunton Creek Subdivision | 29.9804 | -97.8417 | Non-Lead - Plastic | No | After 2014 |  | Non-Lead - Plastic | After 2014 |  | Non-Lead | No | No |  | Single Family Residence | No | No | No | Tier 5
12728325 | 1577 | Twin Cove | Kyle | 78640 | Bunton Creek Subdivision | 29.9801 | -97.8413 | Non-Lead - Plastic | No | After 2014 |  | Non-Lead - Plastic | After 2014 |  | Non-Lead | No | No |  | Single Family Residence | No | No | No | Tier 5
9542574 | 1588 | Twin Cove | Kyle | 78640 | Bunton Creek Subdivision | 29.9803 | -97.8418 | Non-Lead - Plastic | No | After 2014 |  | Non-Lead - Plastic | After 2014 |  | Non-Lead | No | No |  | Single Family Residence | No | No | No | Tier 5
12253846 | 1589 | Twin Cove | Kyle | 78640 | Bunton Creek Subdivision | 29.9799 | -97.8414 | Non-Lead - Plastic | No | After 2014 |  | Non-Lead - Plastic | After 2014 |  | Non-Lead | No | No |  | Single Family Residence | No | No | No | Tier 5
12564630 | 1600 | Twin Cove | Kyle | 78640 | Bunton Creek Subdivision | 29.9801 | -97.8419 | Non-Lead - Plastic | No | After 2014 |  | Non-Lead - Plastic | After 2014 |  | Non-Lead | No | No |  | Single Family Residence | No | No | No | Tier 5
12551918 | 1601 | Twin Cove | Kyle | 78640 | Bunton Creek Subdivision | 29.9798 | -97.8416 | Non-Lead - Plastic | No | After 2014 |  | Non-Lead - Plastic | After 2014 |  | Non-Lead | No | No |  | Single Family Residence | No | No | No | Tier 5
10089389 | 1612 | Twin Cove | Kyle | 78640 | Bunton Creek Subdivision | 29.98 | -97.8421 | Non-Lead - Plastic | No | After 2014 |  | Non-Lead - Plastic | After 2014 |  | Non-Lead | No | No |  | Single Family Residence | No | No | No | Tier 5
12861189 | 1613 | Twin Cove | Kyle | 78640 | Bunton Creek Subdivision | 29.9797 | -97.8417 | Non-Lead - Plastic | No | After 2014 |  | Non-Lead - Plastic | After 2014 |  | Non-Lead | No | No |  | Single Family Residence | No | No | No | Tier 5
9304516 | 1624 | Twin Cove | Kyle | 78640 | Bunton Creek Subdivision | 29.9799 | -97.8422 | Non-Lead - Plastic | No | After 2014 |  | Non-Lead - Plastic | After 2014 |  | Non-Lead | No | No |  | Single Family Residence | No | No | No | Tier 5
839162 | 1625 | Twin Cove | Kyle | 78640 | Bunton Creek Subdivision | 29.9796 | -97.8418 | Non-Lead - Plastic | No | After 2014 |  | Non-Lead - Plastic | After 2014 |  | Non-Lead | No | No |  | Single Family Residence | No | No | No | Tier 5
16228827 | 1636 | Twin Cove | Kyle | 78640 | Bunton Creek Subdivision | 29.9798 | -97.8424 | Non-Lead - Plastic | No | After 2014 |  | Non-Lead - Plastic | After 2014 |  | Non-Lead | No | No |  | Single Family Residence | No | No | No | Tier 5
13143414 | 1637 | Twin Cove | Kyle | 78640 | Bunton Creek Subdivision | 29.9795 | -97.8419 | Non-Lead - Plastic | No | After 2014 |  | Non-Lead - Plastic | After 2014 |  | Non-Lead | No | No |  | Single Family Residence | No | No | No | Tier 5
13378971 | 1660 | Twin Cove | Kyle | 78640 | Bunton Creek Subdivision | 29.9795 | -97.8427 | Non-Lead - Plastic | No | After 2014 |  | Non-Lead - Plastic | After 2014 |  | Non-Lead | No | No |  | Single Family Residence | No | No | No | Tier 5
12556536 | 1661 | Twin Cove | Kyle | 78640 | Bunton Creek Subdivision | 29.9792 | -97.8423 | Non-Lead - Plastic | No | After 2014 |  | Non-Lead - Plastic | After 2014 |  | Non-Lead | No | No |  | Single Family Residence | No | No | No | Tier 5
13161203 | 1672 | Twin Cove | Kyle | 78640 | Bunton Creek Subdivision | 29.9794 | -97.8428 | Non-Lead - Plastic | No | After 2014 |  | Non-Lead - Plastic | After 2014 |  | Non-Lead | No | No |  | Single Family Residence | No | No | No | Tier 5
12719363 | 1673 | Twin Cove | Kyle | 78640 | Bunton Creek Subdivision | 29.9791 | -97.8424 | Non-Lead - Plastic | No | After 2014 |  | Non-Lead - Plastic | After 2014 |  | Non-Lead | No | No |  | Single Family Residence | No | No | No | Tier 5
13371943 | 1684 | Twin Cove | Kyle | 78640 | Bunton Creek Subdivision | 29.9793 | -97.843 | Non-Lead - Plastic | No | After 2014 |  | Non-Lead - Plastic | After 2014 |  | Non-Lead | No | No |  | Single Family Residence | No | No | No | Tier 5
16203744 | 1685 | Twin Cove | Kyle | 78640 | Bunton Creek Subdivision | 29.979 | -97.8426 | Non-Lead - Plastic | No | After 2014 |  | Non-Lead - Plastic | After 2014 |  | Non-Lead | No | No |  | Single Family Residence | No | No | No | Tier 5
9310318 | 1696 | Twin Cove | Kyle | 78640 | Bunton Creek Subdivision | 29.9791 | -97.8431 | Non-Lead - Plastic | No | After 2014 |  | Non-Lead - Plastic | After 2014 |  | Non-Lead | No | No |  | Single Family Residence | No | No | No | Tier 5
12533508 | 1697 | Twin Cove | Kyle | 78640 | Bunton Creek Subdivision | 29.9788 | -97.8427 | Non-Lead - Plastic | No | After 2014 |  | Non-Lead - Plastic | After 2014 |  | Non-Lead | No | No |  | Single Family Residence | No | No | No | Tier 5
724828 | 1708 | Twin Cove | Kyle | 78640 | Bunton Creek Subdivision | 29.979 | -97.8432 | Non-Lead - Plastic | No | After 2014 |  | Non-Lead - Plastic | After 2014 |  | Non-Lead | No | No |  | Single Family Residence | No | No | No | Tier 5
12243779 | 1709 | Twin Cove | Kyle | 78640 | Bunton Creek Subdivision | 29.9787 | -97.8428 | Non-Lead - Plastic | No | After 2014 |  | Non-Lead - Plastic | After 2014 |  | Non-Lead | No | No |  | Single Family Residence | No | No | No | Tier 5
12537568 | 1720 | Twin Cove | Kyle | 78640 | Bunton Creek Subdivision | 29.9789 | -97.8433 | Non-Lead - Plastic | No | After 2014 |  | Non-Lead - Plastic | After 2014 |  | Non-Lead | No | No |  | Single Family Residence | No | No | No | Tier 5
12252058 | 1721 | Twin Cove | Kyle | 78640 | Bunton Creek Subdivision | 29.9786 | -97.843 | Non-Lead - Plastic | No | After 2014 |  | Non-Lead - Plastic | After 2014 |  | Non-Lead | No | No |  | Single Family Residence | No | No | No | Tier 5
12172612 | 1732 | Twin Cove | Kyle | 78640 | Bunton Creek Subdivision | 29.9788 | -97.8436 | Non-Lead - Plastic | No | After 2014 |  | Non-Lead - Plastic | After 2014 |  | Non-Lead | No | No |  | Single Family Residence | No | No | Yes | Tier 5
13143644 | 1733 | Twin Cove | Kyle | 78640 | Bunton Creek Subdivision | 29.9784 | -97.8431 | Non-Lead - Plastic | No | After 2014 |  | Non-Lead - Plastic | After 2014 |  | Non-Lead | No | No |  | Single Family Residence | No | No | No | Tier 5
10123700 | 1024 | Violet Lane | Kyle | 78640 | Bunton Creek Subdivision | 29.9874 | -97.8369 | Non-Lead - Plastic | No | After 2014 |  | Non-Lead - Plastic | After 2014 |  | Non-Lead | No | No |  | Single Family Residence | No | No | No | Tier 5
15915516 | 1025 | Violet Lane | Kyle | 78640 | Bunton Creek Subdivision | 29.987 | -97.8364 | Non-Lead - Plastic | No | After 2014 |  | Non-Lead - Plastic | After 2014 |  | Non-Lead | No | No |  | Single Family Residence | No | No | No | Tier 5
15989825 | 1036 | Violet Lane | Kyle | 78640 | Bunton Creek Subdivision | 29.9872 | -97.837 | Non-Lead - Plastic | No | After 2014 |  | Non-Lead - Plastic | After 2014 |  | Non-Lead | No | No |  | Single Family Residence | No | No | No | Tier 5
15511964 | 1037 | Violet Lane | Kyle | 78640 | Bunton Creek Subdivision | 29.9869 | -97.8366 | Non-Lead - Plastic | No | After 2014 |  | Non-Lead - Plastic | After 2014 |  | Non-Lead | No | No |  | Single Family Residence | No | No | No | Tier 5
15511716 | 1048 | Violet Lane | Kyle | 78640 | Bunton Creek Subdivision | 29.9871 | -97.8371 | Non-Lead - Plastic | No | After 2014 |  | Non-Lead - Plastic | After 2014 |  | Non-Lead | No | No |  | Single Family Residence | No | No | No | Tier 5
10129303 | 1049 | Violet Lane | Kyle | 78640 | Bunton Creek Subdivision | 29.9867 | -97.8367 | Non-Lead - Plastic | No | After 2014 |  | Non-Lead - Plastic | After 2014 |  | Non-Lead | No | No |  | Single Family Residence | No | No | No | Tier 5
3769374 | 1060 | Violet Lane | Kyle | 78640 | 10473607, Bunton Creek Subdivision | 29.987 | -97.8373 | Non-Lead - Plastic | No | After 2014 |  | Non-Lead - Plastic | After 2014 |  | Non-Lead | No | No |  | Single Family Residence | No | No | No | Tier 5
10170493 | 1061 | Violet Lane | Kyle | 78640 | Bunton Creek Subdivision | 29.9866 | -97.8369 | Non-Lead - Plastic | No | After 2014 |  | Non-Lead - Plastic | After 2014 |  | Non-Lead | No | No |  | Single Family Residence | No | No | No | Tier 5
10451136 | 1072 | Violet Lane | Kyle | 78640 | Bunton Creek Subdivision | 29.9869 | -97.8374 | Non-Lead - Plastic | No | After 2014 |  | Non-Lead - Plastic | After 2014 |  | Non-Lead | No | No |  | Single Family Residence | No | No | No | Tier 5
10089392 | 1073 | Violet Lane | Kyle | 78640 | Bunton Creek Subdivision | 29.9865 | -97.837 | Non-Lead - Plastic | No | After 2014 |  | Non-Lead - Plastic | After 2014 |  | Non-Lead | No | No |  | Single Family Residence | No | No | No | Tier 5
10168661 | 1084 | Violet Lane | Kyle | 78640 | Bunton Creek Subdivision | 29.9868 | -97.8375 | Non-Lead - Plastic | No | After 2014 |  | Non-Lead - Plastic | After 2014 |  | Non-Lead | No | No |  | Single Family Residence | No | No | No | Tier 5
10301406 | 1085 | Violet Lane | Kyle | 78640 | Bunton Creek Subdivision | 29.9864 | -97.8371 | Non-Lead - Plastic | No | After 2014 |  | Non-Lead - Plastic | After 2014 |  | Non-Lead | No | No |  | Single Family Residence | No | No | No | Tier 5
3721861 | 1096 | Violet Lane | Kyle | 78640 | 10172736, Bunton Creek Subdivision | 29.9866 | -97.8377 | Non-Lead - Plastic | No | After 2014 |  | Non-Lead - Plastic | After 2014 |  | Non-Lead | No | No |  | Single Family Residence | No | No | No | Tier 5
10301554 | 1097 | Violet Lane | Kyle | 78640 | Bunton Creek Subdivision | 29.9863 | -97.8373 | Non-Lead - Plastic | No | After 2014 |  | Non-Lead - Plastic | After 2014 |  | Non-Lead | No | No |  | Single Family Residence | No | No | No | Tier 5
10168987 | 1108 | Violet Lane | Kyle | 78640 | Bunton Creek Subdivision | 29.9865 | -97.8378 | Non-Lead - Plastic | No | After 2014 |  | Non-Lead - Plastic | After 2014 |  | Non-Lead | No | No |  | Single Family Residence | No | No | No | Tier 5
10089281 | 1109 | Violet Lane | Kyle | 78640 | Bunton Creek Subdivision | 29.9862 | -97.8374 | Non-Lead - Plastic | No | After 2014 |  | Non-Lead - Plastic | After 2014 |  | Non-Lead | No | No |  | Single Family Residence | No | No | No | Tier 5
10100968 | 1120 | Violet Lane | Kyle | 78640 | Bunton Creek Subdivision | 29.9864 | -97.838 | Non-Lead - Plastic | No | After 2014 |  | Non-Lead - Plastic | After 2014 |  | Non-Lead | No | No |  | Single Family Residence | No | No | No | Tier 5
10101348 | 1121 | Violet Lane | Kyle | 78640 | Bunton Creek Subdivision | 29.986 | -97.8375 | Non-Lead - Plastic | No | After 2014 |  | Non-Lead - Plastic | After 2014 |  | Non-Lead | No | No |  | Single Family Residence | No | No | No | Tier 5
10124090 | 1132 | Violet Lane | Kyle | 78640 | Bunton Creek Subdivision | 29.9863 | -97.8381 | Non-Lead - Plastic | No | After 2014 |  | Non-Lead - Plastic | After 2014 |  | Non-Lead | No | No |  | Single Family Residence | No | No | No | Tier 5
10109183 | 1133 | Violet Lane | Kyle | 78640 | Bunton Creek Subdivision | 29.9859 | -97.8376 | Non-Lead - Plastic | No | After 2014 |  | Non-Lead - Plastic | After 2014 |  | Non-Lead | No | No |  | Single Family Residence | No | No | No | Tier 5
10760919 | 1157 | Violet Lane | Kyle | 78640 | Bunton Creek Subdivision | 29.9857 | -97.838 | Non-Lead - Plastic | No | After 2014 |  | Non-Lead - Plastic | After 2014 |  | Non-Lead | No | No |  | Single Family Residence | No | No | No | Tier 5
10393242 | 1156 | Violet Lane | Kyle | 78640 | Bunton Creek Subdivision | 29.986 | -97.8384 | Non-Lead - Plastic | No | After 2014 |  | Non-Lead - Plastic | After 2014 |  | Non-Lead | No | No |  | Single Family Residence | No | No | No | Tier 5
13139793 | 1169 | Violet Lane | Kyle | 78640 | Bunton Creek Subdivision | 29.9855 | -97.8381 | Non-Lead - Plastic | No | After 2014 |  | Non-Lead - Plastic | After 2014 |  | Non-Lead | No | No |  | Single Family Residence | No | No | No | Tier 5
10325417 | 1168 | Violet Lane | Kyle | 78640 | Bunton Creek Subdivision | 29.9859 | -97.8385 | Non-Lead - Plastic | No | After 2014 |  | Non-Lead - Plastic | After 2014 |  | Non-Lead | No | No |  | Single Family Residence | No | No | No | Tier 5
13136144 | 1181 | Violet Lane | Kyle | 78640 | Bunton Creek Subdivision | 29.9854 | -97.8383 | Non-Lead - Plastic | No | After 2014 |  | Non-Lead - Plastic | After 2014 |  | Non-Lead | No | No |  | Single Family Residence | No | No | No | Tier 5
13145876 | 1180 | Violet Lane | Kyle | 78640 | Bunton Creek Subdivision | 29.9854 | -97.8383 | Non-Lead - Plastic | No | After 2014 |  | Non-Lead - Plastic | After 2014 |  | Non-Lead | No | No |  | Single Family Residence | No | No | No | Tier 5
13132236 | 1193 | Violet Lane | Kyle | 78640 | Bunton Creek Subdivision | 29.9853 | -97.8384 | Non-Lead - Plastic | No | After 2014 |  | Non-Lead - Plastic | After 2014 |  | Non-Lead | No | No |  | Single Family Residence | No | No | No | Tier 5
10167684 | 1192 | Violet Lane | Kyle | 78640 | Bunton Creek Subdivision | 29.9856 | -97.8388 | Non-Lead - Plastic | No | After 2014 |  | Non-Lead - Plastic | After 2014 |  | Non-Lead | No | No |  | Single Family Residence | No | No | No | Tier 5
10539205 | 1205 | Violet Lane | Kyle | 78640 | Bunton Creek Subdivision | 29.9852 | -97.8385 | Non-Lead - Plastic | No | After 2014 |  | Non-Lead - Plastic | After 2014 |  | Non-Lead | No | No |  | Single Family Residence | No | No | No | Tier 5
13141756 | 1204 | Violet Lane | Kyle | 78640 | Bunton Creek Subdivision | 29.9855 | -97.8389 | Non-Lead - Plastic | No | After 2014 |  | Non-Lead - Plastic | After 2014 |  | Non-Lead | No | No |  | Single Family Residence | No | No | No | Tier 5
10412479 | 1217 | Violet Lane | Kyle | 78640 | Bunton Creek Subdivision | 29.9851 | -97.8387 | Non-Lead - Plastic | No | After 2014 |  | Non-Lead - Plastic | After 2014 |  | Non-Lead | No | No |  | Single Family Residence | No | No | No | Tier 5
857684 | 1216 | Violet Lane | Kyle | 78640 | Bunton Creek Subdivision | 29.9854 | -97.8391 | Non-Lead - Plastic | No | After 2014 |  | Non-Lead - Plastic | After 2014 |  | Non-Lead | No | No |  | Single Family Residence | No | No | No | Tier 5
10385460 | 1229 | Violet Lane | Kyle | 78640 | Bunton Creek Subdivision | 29.9849 | -97.8388 | Non-Lead - Plastic | No | After 2014 |  | Non-Lead - Plastic | After 2014 |  | Non-Lead | No | No |  | Single Family Residence | No | No | No | Tier 5
13144574 | 1228 | Violet Lane | Kyle | 78640 | Bunton Creek Subdivision | 29.9853 | -97.8392 | Non-Lead - Plastic | No | After 2014 |  | Non-Lead - Plastic | After 2014 |  | Non-Lead | No | No |  | Single Family Residence | No | No | No | Tier 5
13134865 | 1241 | Violet Lane | Kyle | 78640 | 13134865, Bunton Creek Subdivision | 29.9848 | -97.8389 | Non-Lead - Plastic | No | After 2014 |  | Non-Lead - Plastic | After 2014 |  | Non-Lead | No | No |  | Single Family Residence | No | No | No | Tier 5
13314369 | 1240 | Violet Lane | Kyle | 78640 | Bunton Creek Subdivision | 29.9851 | -97.8393 | Non-Lead - Plastic | No | After 2014 |  | Non-Lead - Plastic | After 2014 |  | Non-Lead | No | No |  | Single Family Residence | No | No | No | Tier 5
13140606 | 1253 | Violet Lane | Kyle | 78640 | Bunton Creek Subdivision | 29.9847 | -97.8391 | Non-Lead - Plastic | No | After 2014 |  | Non-Lead - Plastic | After 2014 |  | Non-Lead | No | No |  | Single Family Residence | No | No | No | Tier 5
13314016 | 1252 | Violet Lane | Kyle | 78640 | Bunton Creek Subdivision | 29.985 | -97.8394 | Non-Lead - Plastic | No | After 2014 |  | Non-Lead - Plastic | After 2014 |  | Non-Lead | No | No |  | Single Family Residence | No | No | No | Tier 5
12231906 | 1265 | Violet Lane | Kyle | 78640 | Bunton Creek Subdivision | 29.9846 | -97.8392 | Non-Lead - Plastic | No | After 2014 |  | Non-Lead - Plastic | After 2014 |  | Non-Lead | No | No |  | Single Family Residence | No | No | No | Tier 5
13312796 | 1264 | Violet Lane | Kyle | 78640 | Bunton Creek Subdivision | 29.9849 | -97.8396 | Non-Lead - Plastic | No | After 2014 |  | Non-Lead - Plastic | After 2014 |  | Non-Lead | No | No |  | Single Family Residence | No | No | No | Tier 5
12234267 | 1277 | Violet Lane | Kyle | 78640 | Bunton Creek Subdivision | 29.9844 | -97.8393 | Non-Lead - Plastic | No | After 2014 |  | Non-Lead - Plastic | After 2014 |  | Non-Lead | No | No |  | Single Family Residence | No | No | No | Tier 5
13313015 | 1276 | Violet Lane | Kyle | 78640 | Bunton Creek Subdivision | 29.9848 | -97.8397 | Non-Lead - Plastic | No | After 2014 |  | Non-Lead - Plastic | After 2014 |  | Non-Lead | No | No |  | Single Family Residence | No | No | No | Tier 5
12245481 | 1289 | Violet Lane | Kyle | 78640 | Bunton Creek Subdivision | 29.9843 | -97.8395 | Non-Lead - Plastic | No | After 2014 |  | Non-Lead - Plastic | After 2014 |  | Non-Lead | No | No |  | Single Family Residence | No | No | No | Tier 5
13314792 | 1288 | Violet Lane | Kyle | 78640 | Bunton Creek Subdivision | 29.9846 | -97.8398 | Non-Lead - Plastic | No | After 2014 |  | Non-Lead - Plastic | After 2014 |  | Non-Lead | No | No |  | Single Family Residence | No | No | No | Tier 5
12235736 | 1301 | Violet Lane | Kyle | 78640 | Bunton Creek Subdivision | 29.9842 | -97.8396 | Non-Lead - Plastic | No | After 2014 |  | Non-Lead - Plastic | After 2014 |  | Non-Lead | No | No |  | Single Family Residence | No | No | No | Tier 5
13316672 | 1300 | Violet Lane | Kyle | 78640 | Bunton Creek Subdivision | 29.9845 | -97.84 | Non-Lead - Plastic | No | After 2014 |  | Non-Lead - Plastic | After 2014 |  | Non-Lead | No | No |  | Single Family Residence | No | No | No | Tier 5
13263956 | 1325 | Violet Lane | Kyle | 78640 | Bunton Creek Subdivision | 29.9839 | -97.8399 | Non-Lead - Plastic | No | After 2014 |  | Non-Lead - Plastic | After 2014 |  | Non-Lead | No | No |  | Single Family Residence | No | No | No | Tier 5
13318020 | 1324 | Violet Lane | Kyle | 78640 | Bunton Creek Subdivision | 29.9842 | -97.8403 | Non-Lead - Plastic | No | After 2014 |  | Non-Lead - Plastic | After 2014 |  | Non-Lead | No | No |  | Single Family Residence | No | No | No | Tier 5
12685013 | 1336 | Violet Lane | Kyle | 78640 | Bunton Creek Subdivision | 29.9841 | -97.8404 | Non-Lead - Plastic | No | After 2014 |  | Non-Lead - Plastic | After 2014 |  | Non-Lead | No | No |  | Single Family Residence | No | No | No | Tier 5
12755336 | 1337 | Violet Lane | Kyle | 78640 | Bunton Creek Subdivision | 29.9838 | -97.8401 | Non-Lead - Plastic | No | After 2014 |  | Non-Lead - Plastic | After 2014 |  | Non-Lead | No | No |  | Single Family Residence | No | No | No | Tier 5
12687288 | 1348 | Violet Lane | Kyle | 78640 | Bunton Creek Subdivision | 29.984 | -97.8406 | Non-Lead - Plastic | No | After 2014 |  | Non-Lead - Plastic | After 2014 |  | Non-Lead | No | No |  | Single Family Residence | No | No | No | Tier 5
12746289 | 1349 | Violet Lane | Kyle | 78640 | Bunton Creek Subdivision | 29.9837 | -97.8402 | Non-Lead - Plastic | No | After 2014 |  | Non-Lead - Plastic | After 2014 |  | Non-Lead | No | No |  | Single Family Residence | No | No | No | Tier 5
12694756 | 1360 | Violet Lane | Kyle | 78640 | Bunton Creek Subdivision | 29.9839 | -97.8407 | Non-Lead - Plastic | No | After 2014 |  | Non-Lead - Plastic | After 2014 |  | Non-Lead | No | No |  | Single Family Residence | No | No | No | Tier 5
12750189 | 1361 | Violet Lane | Kyle | 78640 | Bunton Creek Subdivision | 29.9836 | -97.8403 | Non-Lead - Plastic | No | After 2014 |  | Non-Lead - Plastic | After 2014 |  | Non-Lead | No | No |  | Single Family Residence | No | No | No | Tier 5
12684116 | 1372 | Violet Lane | Kyle | 78640 | Bunton Creek Subdivision | 29.9838 | -97.8408 | Non-Lead - Plastic | No | After 2014 |  | Non-Lead - Plastic | After 2014 |  | Non-Lead | No | No |  | Single Family Residence | No | No | No | Tier 5
12762680 | 1373 | Violet Lane | Kyle | 78640 | Bunton Creek Subdivision | 29.9834 | -97.8405 | Non-Lead - Plastic | No | After 2014 |  | Non-Lead - Plastic | After 2014 |  | Non-Lead | No | No |  | Single Family Residence | No | No | No | Tier 5
713826 | 1384 | Violet Lane | Kyle | 78640 | Bunton Creek Subdivision | 29.9836 | -97.841 | Non-Lead - Plastic | No | After 2014 |  | Non-Lead - Plastic | After 2014 |  | Non-Lead | No | No |  | Single Family Residence | No | No | No | Tier 5
12756536 | 1385 | Violet Lane | Kyle | 78640 | Bunton Creek Subdivision | 29.9833 | -97.8406 | Non-Lead - Plastic | No | After 2014 |  | Non-Lead - Plastic | After 2014 |  | Non-Lead | No | No |  | Single Family Residence | No | No | No | Tier 5
680937 | 1396 | Violet Lane | Kyle | 78640 | Bunton Creek Subdivision | 29.9835 | -97.8411 | Non-Lead - Plastic | No | After 2014 |  | Non-Lead - Plastic | After 2014 |  | Non-Lead | No | No |  | Single Family Residence | No | No | No | Tier 5
12743706 | 1397 | Violet Lane | Kyle | 78640 | Bunton Creek Subdivision | 29.9832 | -97.8407 | Non-Lead - Plastic | No | After 2014 |  | Non-Lead - Plastic | After 2014 |  | Non-Lead | No | No |  | Single Family Residence | No | No | No | Tier 5
12920849 | 1408 | Violet Lane | Kyle | 78640 | Bunton Creek Subdivision | 29.9834 | -97.8412 | Non-Lead - Plastic | No | After 2014 |  | Non-Lead - Plastic | After 2014 |  | Non-Lead | No | No |  | Single Family Residence | No | No | No | Tier 5
12758614 | 1409 | Violet Lane | Kyle | 78640 | Bunton Creek Subdivision | 29.9831 | -97.8408 | Non-Lead - Plastic | No | After 2014 |  | Non-Lead - Plastic | After 2014 |  | Non-Lead | No | No |  | Single Family Residence | No | No | No | Tier 5
12913203 | 1420 | Violet Lane | Kyle | 78640 | Bunton Creek Subdivision | 29.9833 | -97.8414 | Non-Lead - Plastic | No | After 2014 |  | Non-Lead - Plastic | After 2014 |  | Non-Lead | No | No |  | Single Family Residence | No | No | No | Tier 5
12756957 | 1421 | Violet Lane | Kyle | 78640 | Bunton Creek Subdivision | 29.983 | -97.841 | Non-Lead - Plastic | No | After 2014 |  | Non-Lead - Plastic | After 2014 |  | Non-Lead | No | No |  | Single Family Residence | No | No | No | Tier 5
12909730 | 1432 | Violet Lane | Kyle | 78640 | Bunton Creek Subdivision | 29.9831 | -97.8415 | Non-Lead - Plastic | No | After 2014 |  | Non-Lead - Plastic | After 2014 |  | Non-Lead | No | No |  | Single Family Residence | No | No | No | Tier 5
13460058 | 1433 | Violet Lane | Kyle | 78640 | Bunton Creek Subdivision | 29.9828 | -97.8411 | Non-Lead - Plastic | No | After 2014 |  | Non-Lead - Plastic | After 2014 |  | Non-Lead | No | No |  | Single Family Residence | No | No | No | Tier 5
12924551 | 1458 | Violet Lane | Kyle | 78640 | Bunton Creek Subdivision | 29.9828 | -97.8419 | Non-Lead - Plastic | No | After 2014 |  | Non-Lead - Plastic | After 2014 |  | Non-Lead | No | No |  | Single Family Residence | No | No | No | Tier 5
12755713 | 1459 | Violet Lane | Kyle | 78640 | Bunton Creek Subdivision | 29.9825 | -97.8415 | Non-Lead - Plastic | No | After 2014 |  | Non-Lead - Plastic | After 2014 |  | Non-Lead | No | No |  | Single Family Residence | No | No | No | Tier 5
781728 | 1470 | Violet Lane | Kyle | 78640 | Bunton Creek Subdivision | 29.9827 | -97.842 | Non-Lead - Plastic | No | After 2014 |  | Non-Lead - Plastic | After 2014 |  | Non-Lead | No | No |  | Single Family Residence | No | No | No | Tier 5
12745789 | 1471 | Violet Lane | Kyle | 78640 | Bunton Creek Subdivision | 29.9824 | -97.8416 | Non-Lead - Plastic | No | After 2014 |  | Non-Lead - Plastic | After 2014 |  | Non-Lead | No | No |  | Single Family Residence | No | No | No | Tier 5
723191 | 1482 | Violet Lane | Kyle | 78640 | Bunton Creek Subdivision | 29.9826 | -97.8421 | Non-Lead - Plastic | No | After 2014 |  | Non-Lead - Plastic | After 2014 |  | Non-Lead | No | No |  | Single Family Residence | No | No | No | Tier 5
12755550 | 1483 | Violet Lane | Kyle | 78640 | Bunton Creek Subdivision | 29.9823 | -97.8417 | Non-Lead - Plastic | No | After 2014 |  | Non-Lead - Plastic | After 2014 |  | Non-Lead | No | No |  | Single Family Residence | No | No | No | Tier 5
732873 | 1494 | Violet Lane | Kyle | 78640 | Bunton Creek Subdivision | 29.9825 | -97.8422 | Non-Lead - Plastic | No | After 2014 |  | Non-Lead - Plastic | After 2014 |  | Non-Lead | No | No |  | Single Family Residence | No | No | No | Tier 5
12756490 | 1495 | Violet Lane | Kyle | 78640 | Bunton Creek Subdivision | 29.9821 | -97.8419 | Non-Lead - Plastic | No | After 2014 |  | Non-Lead - Plastic | After 2014 |  | Non-Lead | No | No |  | Single Family Residence | No | No | No | Tier 5
761974 | 1506 | Violet Lane | Kyle | 78640 | Bunton Creek Subdivision | 29.9823 | -97.8424 | Non-Lead - Plastic | No | After 2014 |  | Non-Lead - Plastic | After 2014 |  | Non-Lead | No | No |  | Single Family Residence | No | No | No | Tier 5
12756479 | 1507 | Violet Lane | Kyle | 78640 | Bunton Creek Subdivision | 29.9821 | -97.842 | Non-Lead - Plastic | No | After 2014 |  | Non-Lead - Plastic | After 2014 |  | Non-Lead | No | No |  | Single Family Residence | No | No | No | Tier 5
725837 | 1518 | Violet Lane | Kyle | 78640 | Bunton Creek Subdivision | 29.9822 | -97.8426 | Non-Lead - Plastic | No | After 2014 |  | Non-Lead - Plastic | After 2014 |  | Non-Lead | No | No |  | Single Family Residence | No | No | No | Tier 5
12762420 | 1519 | Violet Lane | Kyle | 78640 | Bunton Creek Subdivision | 29.9819 | -97.8421 | Non-Lead - Plastic | No | After 2014 |  | Non-Lead - Plastic | After 2014 |  | Non-Lead | No | No |  | Single Family Residence | No | No | No | Tier 5
16777178 | 1530 | Violet Lane | Kyle | 78640 | Bunton Creek Subdivision | 29.9821 | -97.8427 | Non-Lead - Plastic | No | After 2014 |  | Non-Lead - Plastic | After 2014 |  | Non-Lead | No | No |  | Single Family Residence | No | No | No | Tier 5
12763012 | 1531 | Violet Lane | Kyle | 78640 | Bunton Creek Subdivision | 29.9818 | -97.8422 | Non-Lead - Plastic | No | After 2014 |  | Non-Lead - Plastic | After 2014 |  | Non-Lead | No | No |  | Single Family Residence | No | No | No | Tier 5
778050 | 1542 | Violet Lane | Kyle | 78640 | Bunton Creek Subdivision | 29.982 | -97.8428 | Non-Lead - Plastic | No | After 2014 |  | Non-Lead - Plastic | After 2014 |  | Non-Lead | No | No |  | Single Family Residence | No | No | No | Tier 5
12770162 | 1543 | Violet Lane | Kyle | 78640 | Bunton Creek Subdivision | 29.9817 | -97.8424 | Non-Lead - Plastic | No | After 2014 |  | Non-Lead - Plastic | After 2014 |  | Non-Lead | No | No |  | Single Family Residence | No | No | No | Tier 5
810075 | 1554 | Violet Lane | Kyle | 78640 | Bunton Creek Subdivision | 29.9819 | -97.8429 | Non-Lead - Plastic | No | After 2014 |  | Non-Lead - Plastic | After 2014 |  | Non-Lead | No | No |  | Single Family Residence | No | No | No | Tier 5
12757283 | 1555 | Violet Lane | Kyle | 78640 | Bunton Creek Subdivision | 29.9815 | -97.8426 | Non-Lead - Plastic | No | After 2014 |  | Non-Lead - Plastic | After 2014 |  | Non-Lead | No | No |  | Single Family Residence | No | No | No | Tier 5
778032 | 1566 | Violet Lane | Kyle | 78640 | Bunton Creek Subdivision | 29.9817 | -97.8431 | Non-Lead - Plastic | No | After 2014 |  | Non-Lead - Plastic | After 2014 |  | Non-Lead | No | No |  | Single Family Residence | No | No | No | Tier 5
12755730 | 1567 | Violet Lane | Kyle | 78640 | Bunton Creek Subdivision | 29.9814 | -97.8427 | Non-Lead - Plastic | No | After 2014 |  | Non-Lead - Plastic | After 2014 |  | Non-Lead | No | No |  | Single Family Residence | No | No | No | Tier 5
9202233 | 1578 | Violet Lane | Kyle | 78640 | Bunton Creek Subdivision | 29.9816 | -97.8432 | Non-Lead - Plastic | No | After 2014 |  | Non-Lead - Plastic | After 2014 |  | Non-Lead | No | No |  | Single Family Residence | No | No | No | Tier 5
12737701 | 1579 | Violet Lane | Kyle | 78640 | Bunton Creek Subdivision | 29.9816 | -97.8422 | Non-Lead - Plastic | No | After 2014 |  | Non-Lead - Plastic | After 2014 |  | Non-Lead | No | No |  | Single Family Residence | No | No | No | Tier 5
9307767 | 1590 | Violet Lane | Kyle | 78640 | Bunton Creek Subdivision | 29.9815 | -97.8433 | Non-Lead - Plastic | No | After 2014 |  | Non-Lead - Plastic | After 2014 |  | Non-Lead | No | No |  | Single Family Residence | No | No | No | Tier 5
12744385 | 1591 | Violet Lane | Kyle | 78640 | Bunton Creek Subdivision | 29.9812 | -97.8429 | Non-Lead - Plastic | No | After 2014 |  | Non-Lead - Plastic | After 2014 |  | Non-Lead | No | No |  | Single Family Residence | No | No | No | Tier 5
804575 | 1602 | Violet Lane | Kyle | 78640 | Bunton Creek Subdivision | 29.9814 | -97.8435 | Non-Lead - Plastic | No | After 2014 |  | Non-Lead - Plastic | After 2014 |  | Non-Lead | No | No |  | Single Family Residence | No | No | No | Tier 5
12446238 | 1603 | Violet Lane | Kyle | 78640 | Bunton Creek Subdivision | 29.9811 | -97.8431 | Non-Lead - Plastic | No | After 2014 |  | Non-Lead - Plastic | After 2014 |  | Non-Lead | No | No |  | Single Family Residence | No | No | No | Tier 5
804565 | 1614 | Violet Lane | Kyle | 78640 | Bunton Creek Subdivision | 29.9813 | -97.8436 | Non-Lead - Plastic | No | After 2014 |  | Non-Lead - Plastic | After 2014 |  | Non-Lead | No | No |  | Single Family Residence | No | No | No | Tier 5
815506 | 1615 | Violet Lane | Kyle | 78640 | Bunton Creek Subdivision | 29.9813 | -97.8436 | Non-Lead - Plastic | No | After 2014 |  | Non-Lead - Plastic | After 2014 |  | Non-Lead | No | No |  | Single Family Residence | No | No | No | Tier 5
12805637 | 1626 | Violet Lane | Kyle | 78640 | Bunton Creek Subdivision | 29.9812 | -97.8437 | Non-Lead - Plastic | No | After 2014 |  | Non-Lead - Plastic | After 2014 |  | Non-Lead | No | No |  | Single Family Residence | No | No | No | Tier 5
818996 | 1627 | Violet Lane | Kyle | 78640 | Bunton Creek Subdivision | 29.9808 | -97.8433 | Non-Lead - Plastic | No | After 2014 |  | Non-Lead - Plastic | After 2014 |  | Non-Lead | No | No |  | Single Family Residence | No | No | No | Tier 5
816539 | 1638 | Violet Lane | Kyle | 78640 | Bunton Creek Subdivision | 29.981 | -97.8438 | Non-Lead - Plastic | No | After 2014 |  | Non-Lead - Plastic | After 2014 |  | Non-Lead | No | No |  | Single Family Residence | No | No | No | Tier 5
843437 | 1639 | Violet Lane | Kyle | 78640 | Bunton Creek Subdivision | 29.9807 | -97.8435 | Non-Lead - Plastic | No | After 2014 |  | Non-Lead - Plastic | After 2014 |  | Non-Lead | No | No |  | Single Family Residence | No | No | No | Tier 5
9197432 | 1662 | Violet Lane | Kyle | 78640 | Bunton Creek Subdivision | 29.9807 | -97.8442 | Non-Lead - Plastic | No | After 2014 |  | Non-Lead - Plastic | After 2014 |  | Non-Lead | No | No |  | Single Family Residence | No | No | No | Tier 5
831049 | 1663 | Violet Lane | Kyle | 78640 | Bunton Creek Subdivision | 29.9804 | -97.8438 | Non-Lead - Plastic | No | After 2014 |  | Non-Lead - Plastic | After 2014 |  | Non-Lead | No | No |  | Single Family Residence | No | No | No | Tier 5
843205 | 1674 | Violet Lane | Kyle | 78640 | Bunton Creek Subdivision | 29.9806 | -97.8443 | Non-Lead - Plastic | No | After 2014 |  | Non-Lead - Plastic | After 2014 |  | Non-Lead | No | No |  | Single Family Residence | No | No | No | Tier 5
831379 | 1675 | Violet Lane | Kyle | 78640 | Bunton Creek Subdivision | 29.9803 | -97.8439 | Non-Lead - Plastic | No | After 2014 |  | Non-Lead - Plastic | After 2014 |  | Non-Lead | No | No |  | Single Family Residence | No | No | No | Tier 5
846826 | 1686 | Violet Lane | Kyle | 78640 | Bunton Creek Subdivision | 29.9805 | -97.8445 | Non-Lead - Plastic | No | After 2014 |  | Non-Lead - Plastic | After 2014 |  | Non-Lead | No | No |  | Single Family Residence | No | No | No | Tier 5
9248452 | 1687 | Violet Lane | Kyle | 78640 | Bunton Creek Subdivision | 29.9802 | -97.844 | Non-Lead - Plastic | No | After 2014 |  | Non-Lead - Plastic | After 2014 |  | Non-Lead | No | No |  | Single Family Residence | No | No | No | Tier 5
816310 | 1698 | Violet Lane | Kyle | 78640 | Bunton Creek Subdivision | 29.9803 | -97.8447 | Non-Lead - Plastic | No | After 2014 |  | Non-Lead - Plastic | After 2014 |  | Non-Lead | No | No |  | Single Family Residence | No | No | No | Tier 5
817697 | 1699 | Violet Lane | Kyle | 78640 | Bunton Creek Subdivision | 29.98 | -97.8441 | Non-Lead - Plastic | No | After 2014 |  | Non-Lead - Plastic | After 2014 |  | Non-Lead | No | No |  | Single Family Residence | No | No | No | Tier 5
15859661 | 1102 | Treeta Trail | Kyle | 78640 | Bunton Creek Subdivision | 29.984 | -97.8359 | Non-Lead - Plastic | No | After 2014 |  | Non-Lead - Plastic | After 2014 |  | Non-Lead | No | No |  | Single Family Residence | No | No | No | Tier 5
15855901 | 1114 | Treeta Trail | Kyle | 78640 | Bunton Creek Subdivision | 29.9839 | -97.8361 | Non-Lead - Plastic | No | After 2014 |  | Non-Lead - Plastic | After 2014 |  | Non-Lead | No | No |  | Single Family Residence | No | No | No | Tier 5
1418031 | 1126 | Treeta Trail | Kyle | 78640 | 15931420, Bunton Creek Subdivision | 29.9838 | -97.8362 | Non-Lead - Plastic | No | After 2014 |  | Non-Lead - Plastic | After 2014 |  | Non-Lead | No | No |  | Single Family Residence | No | No | No | Tier 5
15931431 | 1138 | Treeta Trail | Kyle | 78640 | Bunton Creek Subdivision | 29.9836 | -97.8363 | Non-Lead - Plastic | No | After 2014 |  | Non-Lead - Plastic | After 2014 |  | Non-Lead | No | No |  | Single Family Residence | No | No | No | Tier 5
3896407 | 1150 | Treeta Trail | Kyle | 78640 | 15777008, Bunton Creek Subdivision | 29.9835 | -97.8364 | Non-Lead - Plastic | No | After 2014 |  | Non-Lead - Plastic | After 2014 |  | Non-Lead | No | No |  | Single Family Residence | No | No | No | Tier 5
15858238 | 1162 | Treeta Trail | Kyle | 78640 | Bunton Creek Subdivision | 29.9834 | -97.8366 | Non-Lead - Plastic | No | After 2014 |  | Non-Lead - Plastic | After 2014 |  | Non-Lead | No | No |  | Single Family Residence | No | No | No | Tier 5
15775396 | 1163 | Treeta Trail | Kyle | 78640 | Bunton Creek Subdivision | 29.9831 | -97.8363 | Non-Lead - Plastic | No | After 2014 |  | Non-Lead - Plastic | After 2014 |  | Non-Lead | No | No |  | Single Family Residence | No | No | No | Tier 5
15857550 | 1174 | Treeta Trail | Kyle | 78640 | Bunton Creek Subdivision | 29.9833 | -97.8367 | Non-Lead - Plastic | No | After 2014 |  | Non-Lead - Plastic | After 2014 |  | Non-Lead | No | No |  | Single Family Residence | No | No | No | Tier 5
15931503 | 1175 | Treeta Trail | Kyle | 78640 | Bunton Creek Subdivision | 29.9829 | -97.8364 | Non-Lead - Plastic | No | After 2014 |  | Non-Lead - Plastic | After 2014 |  | Non-Lead | No | No |  | Single Family Residence | No | No | No | Tier 5
15853904 | 1186 | Treeta Trail | Kyle | 78640 | Bunton Creek Subdivision | 29.9831 | -97.8368 | Non-Lead - Plastic | No | After 2014 |  | Non-Lead - Plastic | After 2014 |  | Non-Lead | No | No |  | Single Family Residence | No | No | No | Tier 5
15931550 | 1187 | Treeta Trail | Kyle | 78640 | Bunton Creek Subdivision | 29.9828 | -97.8365 | Non-Lead - Plastic | No | After 2014 |  | Non-Lead - Plastic | After 2014 |  | Non-Lead | No | No |  | Single Family Residence | No | No | No | Tier 5
15935272 | 1198 | Treeta Trail | Kyle | 78640 | Bunton Creek Subdivision | 29.983 | -97.837 | Non-Lead - Plastic | No | After 2014 |  | Non-Lead - Plastic | After 2014 |  | Non-Lead | No | No |  | Single Family Residence | No | No | No | Tier 5
15859564 | 1199 | Treeta Trail | Kyle | 78640 | Bunton Creek Subdivision | 29.9827 | -97.8367 | Non-Lead - Plastic | No | After 2014 |  | Non-Lead - Plastic | After 2014 |  | Non-Lead | No | No |  | Single Family Residence | No | No | No | Tier 5
15778829 | 1210 | Treeta Trail | Kyle | 78640 | Bunton Creek Subdivision | 29.9829 | -97.8372 | Non-Lead - Plastic | No | After 2014 |  | Non-Lead - Plastic | After 2014 |  | Non-Lead | No | No |  | Single Family Residence | No | No | No | Tier 5
15772032 | 1211 | Treeta Trail | Kyle | 78640 | Bunton Creek Subdivision | 29.9826 | -97.8368 | Non-Lead - Plastic | No | After 2014 |  | Non-Lead - Plastic | After 2014 |  | Non-Lead | No | No |  | Single Family Residence | No | No | No | Tier 5
15889162 | 1222 | Treeta Trail | Kyle | 78640 | Bunton Creek Subdivision | 29.9827 | -97.8373 | Non-Lead - Plastic | No | After 2014 |  | Non-Lead - Plastic | After 2014 |  | Non-Lead | No | No |  | Single Family Residence | No | No | No | Tier 5
15912188 | 1223 | Treeta Trail | Kyle | 78640 | Bunton Creek Subdivision | 29.9824 | -97.8369 | Non-Lead - Plastic | No | After 2014 |  | Non-Lead - Plastic | After 2014 |  | Non-Lead | No | No |  | Single Family Residence | No | No | No | Tier 5
9184200 | 1234 | Treeta Trail | Kyle | 78640 | Bunton Creek Subdivision | 29.9827 | -97.8373 | Non-Lead - Plastic | No | After 2014 |  | Non-Lead - Plastic | After 2014 |  | Non-Lead | No | No |  | Single Family Residence | No | No | No | Tier 5
15912142 | 1235 | Treeta Trail | Kyle | 78640 | Bunton Creek Subdivision | 29.9823 | -97.8371 | Non-Lead - Plastic | No | After 2014 |  | Non-Lead - Plastic | After 2014 |  | Non-Lead | No | No |  | Single Family Residence | No | No | No | Tier 5
9183421 | 1246 | Treeta Trail | Kyle | 78640 | Bunton Creek Subdivision | 29.9825 | -97.8376 | Non-Lead - Plastic | No | After 2014 |  | Non-Lead - Plastic | After 2014 |  | Non-Lead | No | No |  | Single Family Residence | No | No | No | Tier 5
15768875 | 1247 | Treeta Trail | Kyle | 78640 | Bunton Creek Subdivision | 29.9822 | -97.8372 | Non-Lead - Plastic | No | After 2014 |  | Non-Lead - Plastic | After 2014 |  | Non-Lead | No | No |  | Single Family Residence | No | No | No | Tier 5
15850683 | 1270 | Treeta Trail | Kyle | 78640 | Bunton Creek Subdivision | 29.9822 | -97.8379 | Non-Lead - Plastic | No | After 2014 |  | Non-Lead - Plastic | After 2014 |  | Non-Lead | No | No |  | Single Family Residence | No | No | No | Tier 5
15895259 | 1271 | Treeta Trail | Kyle | 78640 | Bunton Creek Subdivision | 29.9819 | -97.8375 | Non-Lead - Plastic | No | After 2014 |  | Non-Lead - Plastic | After 2014 |  | Non-Lead | No | No |  | Single Family Residence | No | No | No | Tier 5
15774383 | 1282 | Treeta Trail | Kyle | 78640 | Bunton Creek Subdivision | 29.9821 | -97.838 | Non-Lead - Plastic | No | After 2014 |  | Non-Lead - Plastic | After 2014 |  | Non-Lead | No | No |  | Single Family Residence | No | No | No | Tier 5
1416822 | 1283 | Treeta Trail | Kyle | 78640 | 15802449, Bunton Creek Subdivision | 29.9818 | -97.8376 | Non-Lead - Plastic | No | After 2014 |  | Non-Lead - Plastic | After 2014 |  | Non-Lead | No | No |  | Single Family Residence | No | No | No | Tier 5
15932254 | 1294 | Treeta Trail | Kyle | 78640 | Bunton Creek Subdivision | 29.982 | -97.8381 | Non-Lead - Plastic | No | After 2014 |  | Non-Lead - Plastic | After 2014 |  | Non-Lead | No | No |  | Single Family Residence | No | No | No | Tier 5
15919403 | 1295 | Treeta Trail | Kyle | 78640 | Bunton Creek Subdivision | 29.9817 | -97.8378 | Non-Lead - Plastic | No | After 2014 |  | Non-Lead - Plastic | After 2014 |  | Non-Lead | No | No |  | Single Family Residence | No | No | No | Tier 5
15858842 | 1306 | Treeta Trail | Kyle | 78640 | Bunton Creek Subdivision | 29.9818 | -97.8383 | Non-Lead - Plastic | No | After 2014 |  | Non-Lead - Plastic | After 2014 |  | Non-Lead | No | No |  | Single Family Residence | No | No | No | Tier 5
15770521 | 1307 | Treeta Trail | Kyle | 78640 | Bunton Creek Subdivision | 29.9815 | -97.8379 | Non-Lead - Plastic | No | After 2014 |  | Non-Lead - Plastic | After 2014 |  | Non-Lead | No | No |  | Single Family Residence | No | No | No | Tier 5
15912138 | 1318 | Treeta Trail | Kyle | 78640 | Bunton Creek Subdivision | 29.9817 | -97.8384 | Non-Lead - Plastic | No | After 2014 |  | Non-Lead - Plastic | After 2014 |  | Non-Lead | No | No |  | Single Family Residence | No | No | No | Tier 5
15776385 | 1319 | Treeta Trail | Kyle | 78640 | Bunton Creek Subdivision | 29.9814 | -97.8381 | Non-Lead - Plastic | No | After 2014 |  | Non-Lead - Plastic | After 2014 |  | Non-Lead | No | No |  | Single Family Residence | No | No | No | Tier 5
15912184 | 1330 | Treeta Trail | Kyle | 78640 | Bunton Creek Subdivision | 29.9816 | -97.8386 | Non-Lead - Plastic | No | After 2014 |  | Non-Lead - Plastic | After 2014 |  | Non-Lead | No | No |  | Single Family Residence | No | No | No | Tier 5
15803582 | 1331 | Treeta Trail | Kyle | 78640 | Bunton Creek Subdivision | 29.9813 | -97.8382 | Non-Lead - Plastic | No | After 2014 |  | Non-Lead - Plastic | After 2014 |  | Non-Lead | No | No |  | Single Family Residence | No | No | No | Tier 5
15779161 | 1342 | Treeta Trail | Kyle | 78640 | Bunton Creek Subdivision | 29.9814 | -97.8387 | Non-Lead - Plastic | No | After 2014 |  | Non-Lead - Plastic | After 2014 |  | Non-Lead | No | No |  | Single Family Residence | No | No | No | Tier 5
15860173 | 1343 | Treeta Trail | Kyle | 78640 | Bunton Creek Subdivision | 29.9812 | -97.8384 | Non-Lead - Plastic | No | After 2014 |  | Non-Lead - Plastic | After 2014 |  | Non-Lead | No | No |  | Single Family Residence | No | No | No | Tier 5
9183816 | 1354 | Treeta Trail | Kyle | 78640 | Bunton Creek Subdivision | 29.9813 | -97.8388 | Non-Lead - Plastic | No | After 2014 |  | Non-Lead - Plastic | After 2014 |  | Non-Lead | No | No |  | Single Family Residence | No | No | No | Tier 5
15854218 | 1355 | Treeta Trail | Kyle | 78640 | Bunton Creek Subdivision | 29.981 | -97.8385 | Non-Lead - Plastic | No | After 2014 |  | Non-Lead - Plastic | After 2014 |  | Non-Lead | No | No |  | Single Family Residence | No | No | No | Tier 5
15769246 | 1366 | Treeta Trail | Kyle | 78640 | Bunton Creek Subdivision | 29.9812 | -97.839 | Non-Lead - Plastic | No | After 2014 |  | Non-Lead - Plastic | After 2014 |  | Non-Lead | No | No |  | Single Family Residence | No | No | No | Tier 5
13139529 | 1367 | Treeta Trail | Kyle | 78640 | Bunton Creek Subdivision | 29.9809 | -97.8386 | Non-Lead - Plastic | No | After 2014 |  | Non-Lead - Plastic | After 2014 |  | Non-Lead | No | No |  | Single Family Residence | No | No | No | Tier 5
15931560 | 1378 | Treeta Trail | Kyle | 78640 | Bunton Creek Subdivision | 29.9811 | -97.8391 | Non-Lead - Plastic | No | After 2014 |  | Non-Lead - Plastic | After 2014 |  | Non-Lead | No | No |  | Single Family Residence | No | No | No | Tier 5
12228973 | 1379 | Treeta Trail | Kyle | 78640 | Bunton Creek Subdivision | 29.9808 | -97.8388 | Non-Lead - Plastic | No | After 2014 |  | Non-Lead - Plastic | After 2014 |  | Non-Lead | No | No |  | Single Family Residence | No | No | No | Tier 5
12153879 | 1405 | Treeta Trail | Kyle | 78640 | Bunton Creek Subdivision | 29.9805 | -97.8391 | Non-Lead - Plastic | No | After 2014 |  | Non-Lead - Plastic | After 2014 |  | Non-Lead | No | No |  | Single Family Residence | No | No | No | Tier 5
10966908 | 1404 | Treeta Trail | Kyle | 78640 | Bunton Creek Subdivision | 29.9808 | -97.8394 | Non-Lead - Plastic | No | After 2014 |  | Non-Lead - Plastic | After 2014 |  | Non-Lead | No | No |  | Single Family Residence | No | No | No | Tier 5
12148548 | 1413 | Treeta Trail | Kyle | 78640 | Bunton Creek Subdivision | 29.9804 | -97.8392 | Non-Lead - Plastic | No | After 2014 |  | Non-Lead - Plastic | After 2014 |  | Non-Lead | No | No |  | Single Family Residence | No | No | No | Tier 5
12185308 | 1412 | Treeta Trail | Kyle | 78640 | Bunton Creek Subdivision | 29.9807 | -97.8395 | Non-Lead - Plastic | No | After 2014 |  | Non-Lead - Plastic | After 2014 |  | Non-Lead | No | No |  | Single Family Residence | No | No | No | Tier 5
15575906 | 1421 | Treeta Trail | Kyle | 78640 | 10797554, Bunton Creek Subdivision | 29.9803 | -97.8393 | Non-Lead - Plastic | No | After 2014 |  | Non-Lead - Plastic | After 2014 |  | Non-Lead | No | No |  | Single Family Residence | No | No | No | Tier 5
12172918 | 1420 | Treeta Trail | Kyle | 78640 | Bunton Creek Subdivision | 29.9806 | -97.8396 | Non-Lead - Plastic | No | After 2014 |  | Non-Lead - Plastic | After 2014 |  | Non-Lead | No | No |  | Single Family Residence | No | No | No | Tier 5
10669986 | 1429 | Treeta Trail | Kyle | 78640 | Bunton Creek Subdivision | 29.9803 | -97.8393 | Non-Lead - Plastic | No | After 2014 |  | Non-Lead - Plastic | After 2014 |  | Non-Lead | No | No |  | Single Family Residence | No | No | No | Tier 5
15572746 | 1428 | Treeta Trail | Kyle | 78640 | 12160924, Bunton Creek Subdivision | 29.9806 | -97.8397 | Non-Lead - Plastic | No | After 2014 |  | Non-Lead - Plastic | After 2014 |  | Non-Lead | No | No |  | Single Family Residence | No | No | No | Tier 5
10702226 | 1437 | Treeta Trail | Kyle | 78640 | Bunton Creek Subdivision | 29.9802 | -97.8394 | Non-Lead - Plastic | No | After 2014 |  | Non-Lead - Plastic | After 2014 |  | Non-Lead | No | No |  | Single Family Residence | No | No | No | Tier 5
12186265 | 1436 | Treeta Trail | Kyle | 78640 | Bunton Creek Subdivision | 29.9805 | -97.8398 | Non-Lead - Plastic | No | After 2014 |  | Non-Lead - Plastic | After 2014 |  | Non-Lead | No | No |  | Single Family Residence | No | No | No | Tier 5
10651525 | 1445 | Treeta Trail | Kyle | 78640 | Bunton Creek Subdivision | 29.9801 | -97.8395 | Non-Lead - Plastic | No | After 2014 |  | Non-Lead - Plastic | After 2014 |  | Non-Lead | No | No |  | Single Family Residence | No | No | No | Tier 5
12158190 | 1444 | Treeta Trail | Kyle | 78640 | Bunton Creek Subdivision | 29.9804 | -97.8399 | Non-Lead - Plastic | No | After 2014 |  | Non-Lead - Plastic | After 2014 |  | Non-Lead | No | No |  | Single Family Residence | No | No | No | Tier 5
10823902 | 1453 | Treeta Trail | Kyle | 78640 | Bunton Creek Subdivision | 29.98 | -97.8396 | Non-Lead - Plastic | No | After 2014 |  | Non-Lead - Plastic | After 2014 |  | Non-Lead | No | No |  | Single Family Residence | No | No | No | Tier 5
12174982 | 1452 | Treeta Trail | Kyle | 78640 | Bunton Creek Subdivision | 29.9803 | -97.84 | Non-Lead - Plastic | No | After 2014 |  | Non-Lead - Plastic | After 2014 |  | Non-Lead | No | No |  | Single Family Residence | No | No | No | Tier 5
10837973 | 1461 | Treeta Trail | Kyle | 78640 | Bunton Creek Subdivision | 29.9799 | -97.8397 | Non-Lead - Plastic | No | After 2014 |  | Non-Lead - Plastic | After 2014 |  | Non-Lead | No | No |  | Single Family Residence | No | No | No | Tier 5
12175768 | 1460 | Treeta Trail | Kyle | 78640 | Bunton Creek Subdivision | 29.9802 | -97.84 | Non-Lead - Plastic | No | After 2014 |  | Non-Lead - Plastic | After 2014 |  | Non-Lead | No | No |  | Single Family Residence | No | No | No | Tier 5
10816096 | 1469 | Treeta Trail | Kyle | 78640 | Bunton Creek Subdivision | 29.9798 | -97.8398 | Non-Lead - Plastic | No | After 2014 |  | Non-Lead - Plastic | After 2014 |  | Non-Lead | No | No |  | Single Family Residence | No | No | No | Tier 5
10967822 | 1468 | Treeta Trail | Kyle | 78640 | Bunton Creek Subdivision | 29.9802 | -97.8402 | Non-Lead - Plastic | No | After 2014 |  | Non-Lead - Plastic | After 2014 |  | Non-Lead | No | No |  | Single Family Residence | No | No | No | Tier 5
10825044 | 1477 | Treeta Trail | Kyle | 78640 | Bunton Creek Subdivision | 29.9798 | -97.8399 | Non-Lead - Plastic | No | After 2014 |  | Non-Lead - Plastic | After 2014 |  | Non-Lead | No | No |  | Single Family Residence | No | No | No | Tier 5
12179026 | 1476 | Treeta Trail | Kyle | 78640 | Bunton Creek Subdivision | 29.98 | -97.8402 | Non-Lead - Plastic | No | After 2014 |  | Non-Lead - Plastic | After 2014 |  | Non-Lead | No | No |  | Single Family Residence | No | No | No | Tier 5
10835487 | 1485 | Treeta Trail | Kyle | 78640 | Bunton Creek Subdivision | 29.9797 | -97.84 | Non-Lead - Plastic | No | After 2014 |  | Non-Lead - Plastic | After 2014 |  | Non-Lead | No | No |  | Single Family Residence | No | No | No | Tier 5
12164514 | 1484 | Treeta Trail | Kyle | 78640 | Bunton Creek Subdivision | 29.98 | -97.8404 | Non-Lead - Plastic | No | After 2014 |  | Non-Lead - Plastic | After 2014 |  | Non-Lead | No | No |  | Single Family Residence | No | No | No | Tier 5
10649749 | 1493 | Treeta Trail | Kyle | 78640 | Bunton Creek Subdivision | 29.9796 | -97.8401 | Non-Lead - Plastic | No | After 2014 |  | Non-Lead - Plastic | After 2014 |  | Non-Lead | No | No |  | Single Family Residence | No | No | No | Tier 5
12176946 | 1492 | Treeta Trail | Kyle | 78640 | Bunton Creek Subdivision | 29.9799 | -97.8404 | Non-Lead - Plastic | No | After 2014 |  | Non-Lead - Plastic | After 2014 |  | Non-Lead | No | No |  | Single Family Residence | No | No | No | Tier 5
10656618 | 1501 | Treeta Trail | Kyle | 78640 | Bunton Creek Subdivision | 29.9795 | -97.8401 | Non-Lead - Plastic | No | After 2014 |  | Non-Lead - Plastic | After 2014 |  | Non-Lead | No | No |  | Single Family Residence | No | No | No | Tier 5
12155800 | 1500 | Treeta Trail | Kyle | 78640 | Bunton Creek Subdivision | 29.9798 | -97.8405 | Non-Lead - Plastic | No | After 2014 |  | Non-Lead - Plastic | After 2014 |  | Non-Lead | No | No |  | Single Family Residence | No | No | No | Tier 5
10658777 | 1509 | Treeta Trail | Kyle | 78640 | Bunton Creek Subdivision | 29.9794 | -97.8402 | Non-Lead - Plastic | No | After 2014 |  | Non-Lead - Plastic | After 2014 |  | Non-Lead | No | No |  | Single Family Residence | No | No | No | Tier 5
12154957 | 1508 | Treeta Trail | Kyle | 78640 | Bunton Creek Subdivision | 29.9797 | -97.8406 | Non-Lead - Plastic | No | After 2014 |  | Non-Lead - Plastic | After 2014 |  | Non-Lead | No | No |  | Single Family Residence | No | No | No | Tier 5
5049772 | 1517 | Treeta Trail | Kyle | 78640 | Bunton Creek Subdivision | 29.9794 | -97.8404 | Non-Lead - Plastic | No | After 2014 |  | Non-Lead - Plastic | After 2014 |  | Non-Lead | No | No |  | Single Family Residence | No | No | No | Tier 5
12149055 | 1516 | Treeta Trail | Kyle | 78640 | Bunton Creek Subdivision | 29.9797 | -97.8407 | Non-Lead - Plastic | No | After 2014 |  | Non-Lead - Plastic | After 2014 |  | Non-Lead | No | No |  | Single Family Residence | No | No | No | Tier 5
4663341 | 1525 | Treeta Trail | Kyle | 78640 | Bunton Creek Subdivision | 29.9793 | -97.8404 | Non-Lead - Plastic | No | After 2014 |  | Non-Lead - Plastic | After 2014 |  | Non-Lead | No | No |  | Single Family Residence | No | No | No | Tier 5
16235438 | 1524 | Treeta Trail | Kyle | 78640 | Bunton Creek Subdivision | 29.9796 | -97.8408 | Non-Lead - Plastic | No | After 2014 |  | Non-Lead - Plastic | After 2014 |  | Non-Lead | No | No |  | Single Family Residence | No | No | No | Tier 5
10417556 | 1533 | Treeta Trail | Kyle | 78640 | Bunton Creek Subdivision | 29.9792 | -97.8405 | Non-Lead - Plastic | No | After 2014 |  | Non-Lead - Plastic | After 2014 |  | Non-Lead | No | No |  | Single Family Residence | No | No | No | Tier 5
10848171 | 1532 | Treeta Trail | Kyle | 78640 | Bunton Creek Subdivision | 29.9795 | -97.8409 | Non-Lead - Plastic | No | After 2014 |  | Non-Lead - Plastic | After 2014 |  | Non-Lead | No | No |  | Single Family Residence | No | No | No | Tier 5
5156259 | 1541 | Treeta Trail | Kyle | 78640 | Bunton Creek Subdivision | 29.9791 | -97.8406 | Non-Lead - Plastic | No | After 2014 |  | Non-Lead - Plastic | After 2014 |  | Non-Lead | No | No |  | Single Family Residence | No | No | No | Tier 5
12149977 | 1540 | Treeta Trail | Kyle | 78640 | Bunton Creek Subdivision | 29.9794 | -97.841 | Non-Lead - Plastic | No | After 2014 |  | Non-Lead - Plastic | After 2014 |  | Non-Lead | No | No |  | Single Family Residence | No | No | No | Tier 5
4301753 | 1549 | Treeta Trail | Kyle | 78640 | Bunton Creek Subdivision | 29.979 | -97.8407 | Non-Lead - Plastic | No | After 2014 |  | Non-Lead - Plastic | After 2014 |  | Non-Lead | No | No |  | Single Family Residence | No | No | No | Tier 5
12155136 | 1548 | Treeta Trail | Kyle | 78640 | Bunton Creek Subdivision | 29.9793 | -97.841 | Non-Lead - Plastic | No | After 2014 |  | Non-Lead - Plastic | After 2014 |  | Non-Lead | No | No |  | Single Family Residence | No | No | No | Tier 5
10700066 | 1557 | Treeta Trail | Kyle | 78640 | Bunton Creek Subdivision | 29.9789 | -97.8408 | Non-Lead - Plastic | No | After 2014 |  | Non-Lead - Plastic | After 2014 |  | Non-Lead | No | No |  | Single Family Residence | No | No | No | Tier 5
12154899 | 1556 | Treeta Trail | Kyle | 78640 | Bunton Creek Subdivision | 29.9792 | -97.8412 | Non-Lead - Plastic | No | After 2014 |  | Non-Lead - Plastic | After 2014 |  | Non-Lead | No | No |  | Single Family Residence | No | No | No | Tier 5
10928015 | 1565 | Treeta Trail | Kyle | 78640 | Bunton Creek Subdivision | 29.9789 | -97.8409 | Non-Lead - Plastic | No | After 2014 |  | Non-Lead - Plastic | After 2014 |  | Non-Lead | No | No |  | Single Family Residence | No | No | No | Tier 5
10847916 | 1564 | Treeta Trail | Kyle | 78640 | Bunton Creek Subdivision | 29.9792 | -97.8412 | Non-Lead - Plastic | No | After 2014 |  | Non-Lead - Plastic | After 2014 |  | Non-Lead | No | No |  | Single Family Residence | No | No | No | Tier 5
10446405 | 1689 | Treeta Trail | Kyle | 78640 | Bunton Creek Subdivision | 29.9775 | -97.8424 | Non-Lead - Plastic | No | After 2014 |  | Non-Lead - Plastic | After 2014 |  | Non-Lead | No | No |  | Single Family Residence | No | No | No | Tier 5
10840836 | 1573 | Treeta Trail | Kyle | 78640 | Bunton Creek Subdivision | 29.9788 | -97.841 | Non-Lead - Plastic | No | After 2014 |  | Non-Lead - Plastic | After 2014 |  | Non-Lead | No | No |  | Single Family Residence | No | No | No | Tier 5
12154920 | 1572 | Treeta Trail | Kyle | 78640 | Bunton Creek Subdivision | 29.9791 | -97.8413 | Non-Lead - Plastic | No | After 2014 |  | Non-Lead - Plastic | After 2014 |  | Non-Lead | No | No |  | Single Family Residence | No | No | No | Tier 5
10728668 | 1580 | Treeta Trail | Kyle | 78640 | Bunton Creek Subdivision | 29.979 | -97.8414 | Non-Lead - Plastic | No | After 2014 |  | Non-Lead - Plastic | After 2014 |  | Non-Lead | No | No |  | Single Family Residence | No | No | No | Tier 5
10708751 | 1581 | Treeta Trail | Kyle | 78640 | Bunton Creek Subdivision | 29.9787 | -97.8411 | Non-Lead - Plastic | No | After 2014 |  | Non-Lead - Plastic | After 2014 |  | Non-Lead | No | No |  | Single Family Residence | No | No | No | Tier 5
10717988 | 1600 | Treeta Trail | Kyle | 78640 | Bunton Creek Subdivision | 29.9788 | -97.8417 | Non-Lead - Plastic | No | After 2014 |  | Non-Lead - Plastic | After 2014 |  | Non-Lead | No | No |  | Single Family Residence | No | No | No | Tier 5
10582707 | 1601 | Treeta Trail | Kyle | 78640 | Bunton Creek Subdivision | 29.9785 | -97.8413 | Non-Lead - Plastic | No | After 2014 |  | Non-Lead - Plastic | After 2014 |  | Non-Lead | No | No |  | Single Family Residence | No | No | No | Tier 5
10708214 | 1608 | Treeta Trail | Kyle | 78640 | Bunton Creek Subdivision | 29.9787 | -97.8418 | Non-Lead - Plastic | No | After 2014 |  | Non-Lead - Plastic | After 2014 |  | Non-Lead | No | No |  | Single Family Residence | No | No | No | Tier 5
10580710 | 1609 | Treeta Trail | Kyle | 78640 | Bunton Creek Subdivision | 29.9783 | -97.8414 | Non-Lead - Plastic | No | After 2014 |  | Non-Lead - Plastic | After 2014 |  | Non-Lead | No | No |  | Single Family Residence | No | No | No | Tier 5
10712579 | 1616 | Treeta Trail | Kyle | 78640 | Bunton Creek Subdivision | 29.9786 | -97.8419 | Non-Lead - Plastic | No | After 2014 |  | Non-Lead - Plastic | After 2014 |  | Non-Lead | No | No |  | Single Family Residence | No | No | No | Tier 5
10581359 | 1617 | Treeta Trail | Kyle | 78640 | Bunton Creek Subdivision | 29.9783 | -97.8415 | Non-Lead - Plastic | No | After 2014 |  | Non-Lead - Plastic | After 2014 |  | Non-Lead | No | No |  | Single Family Residence | No | No | No | Tier 5
10242050 | 1624 | Treeta Trail | Kyle | 78640 | Bunton Creek Subdivision | 29.9785 | -97.8419 | Non-Lead - Plastic | No | After 2014 |  | Non-Lead - Plastic | After 2014 |  | Non-Lead | No | No |  | Single Family Residence | No | No | No | Tier 5
10579446 | 1625 | Treeta Trail | Kyle | 78640 | Bunton Creek Subdivision | 29.9782 | -97.8416 | Non-Lead - Plastic | No | After 2014 |  | Non-Lead - Plastic | After 2014 |  | Non-Lead | No | No |  | Single Family Residence | No | No | No | Tier 5
10321011 | 1632 | Treeta Trail | Kyle | 78640 | Bunton Creek Subdivision | 29.9784 | -97.8421 | Non-Lead - Plastic | No | After 2014 |  | Non-Lead - Plastic | After 2014 |  | Non-Lead | No | No |  | Single Family Residence | No | No | No | Tier 5
10457228 | 1633 | Treeta Trail | Kyle | 78640 | Bunton Creek Subdivision | 29.9781 | -97.8417 | Non-Lead - Plastic | No | After 2014 |  | Non-Lead - Plastic | After 2014 |  | Non-Lead | No | No |  | Single Family Residence | No | No | No | Tier 5
10708154 | 1640 | Treeta Trail | Kyle | 78640 | Bunton Creek Subdivision | 29.9783 | -97.8421 | Non-Lead - Plastic | No | After 2014 |  | Non-Lead - Plastic | After 2014 |  | Non-Lead | No | No |  | Single Family Residence | No | No | No | Tier 5
10458815 | 1641 | Treeta Trail | Kyle | 78640 | Bunton Creek Subdivision | 29.978 | -97.8418 | Non-Lead - Plastic | No | After 2014 |  | Non-Lead - Plastic | After 2014 |  | Non-Lead | No | No |  | Single Family Residence | No | No | No | Tier 5
10711544 | 1648 | Treeta Trail | Kyle | 78640 | Bunton Creek Subdivision | 29.9783 | -97.8423 | Non-Lead - Plastic | No | After 2014 |  | Non-Lead - Plastic | After 2014 |  | Non-Lead | No | No |  | Single Family Residence | No | No | No | Tier 5
1501984 | 1649 | Treeta Trail | Kyle | 78640 | 10582023, Bunton Creek Subdivision | 29.9779 | -97.8419 | Non-Lead - Plastic | No | After 2014 |  | Non-Lead - Plastic | After 2014 |  | Non-Lead | No | No |  | Single Family Residence | No | No | No | Tier 5
10717827 | 1656 | Treeta Trail | Kyle | 78640 | Bunton Creek Subdivision | 29.9782 | -97.8424 | Non-Lead - Plastic | No | After 2014 |  | Non-Lead - Plastic | After 2014 |  | Non-Lead | No | No |  | Single Family Residence | No | No | No | Tier 5
10536444 | 1657 | Treeta Trail | Kyle | 78640 | Bunton Creek Subdivision | 29.9779 | -97.842 | Non-Lead - Plastic | No | After 2014 |  | Non-Lead - Plastic | After 2014 |  | Non-Lead | No | No |  | Single Family Residence | No | No | No | Tier 5
10713461 | 1664 | Treeta Trail | Kyle | 78640 | Bunton Creek Subdivision | 29.9781 | -97.8425 | Non-Lead - Plastic | No | After 2014 |  | Non-Lead - Plastic | After 2014 |  | Non-Lead | No | No |  | Single Family Residence | No | No | No | Tier 5
10280373 | 1665 | Treeta Trail | Kyle | 78640 | Bunton Creek Subdivision | 29.9778 | -97.8421 | Non-Lead - Plastic | No | After 2014 |  | Non-Lead - Plastic | After 2014 |  | Non-Lead | No | No |  | Single Family Residence | No | No | No | Tier 5
1439725 | 1681 | Treeta Trail | Kyle | 78640 | 10464368, Bunton Creek Subdivision | 29.9776 | -97.8423 | Non-Lead - Plastic | No | After 2014 |  | Non-Lead - Plastic | After 2014 |  | Non-Lead | No | No |  | Single Family Residence | No | No | No | Tier 5
10729175 | 1672 | Treeta Trail | Kyle | 78640 | Bunton Creek Subdivision | 29.978 | -97.8426 | Non-Lead - Plastic | No | After 2014 |  | Non-Lead - Plastic | After 2014 |  | Non-Lead | No | No |  | Single Family Residence | No | No | No | Tier 5
12121500 | 1673 | Treeta Trail | Kyle | 78640 | Bunton Creek Subdivision | 29.9777 | -97.8422 | Non-Lead - Plastic | No | After 2014 |  | Non-Lead - Plastic | After 2014 |  | Non-Lead | No | No |  | Single Family Residence | No | No | No | Tier 5
10580976 | 1680 | Treeta Trail | Kyle | 78640 | Bunton Creek Subdivision | 29.9779 | -97.8427 | Non-Lead - Plastic | No | After 2014 |  | Non-Lead - Plastic | After 2014 |  | Non-Lead | No | No |  | Single Family Residence | No | No | No | Tier 5
10584177 | 1688 | Treeta Trail | Kyle | 78640 | Bunton Creek Subdivision | 29.9779 | -97.8428 | Non-Lead - Plastic | No | After 2014 |  | Non-Lead - Plastic | After 2014 |  | Non-Lead | No | No |  | Single Family Residence | No | No | No | Tier 5
10469588 | 1697 | Treeta Trail | Kyle | 78640 | Bunton Creek Subdivision | 29.9774 | -97.8425 | Non-Lead - Plastic | No | After 2014 |  | Non-Lead - Plastic | After 2014 |  | Non-Lead | No | No |  | Single Family Residence | No | No | No | Tier 5
12574524 | 115 | Florida Springs Drive | Uhland | 78640 | 1.5" Amenity, Cool Springs Residential | 29.9612 | -97.8522 | Non-Lead - Plastic | No | After 2014 |  | Non-Lead - Plastic | After 2014 |  | Non-Lead | No | No | Model FPLF4A, Serial 16330B, Mfr Apollo / LEADFREE | Building | No | No | No | Tier 5
748458 | 115 | Florida Springs Drive | Kyle | 78640 | 1" Amenity, Cool Springs Residential | 29.9612 | -97.8522 | Non-Lead - Plastic | No | After 2014 |  | Non-Lead - Plastic | After 2014 |  | Non-Lead | No | No | Model LF007M1QT, Serial 75355, Mfr Watts / LEADFREE | Building | No | No | No | Tier 5
9249267 | 140 | Mineral Springs Drive | Kyle | 78640 | Cool Springs Subdivision | 29.9639 | -97.8502 | Non-Lead - Plastic | No | After 2014 |  | Non-Lead - Plastic | After 2014 |  | Non-Lead | No | No |  | Single Family Residence | No | No | No | Tier 5
815629 | 143 | Mineral Springs Drive | Kyle | 78640 | Cool Springs Subdivision | 29.9635 | -97.8498 | Non-Lead - Plastic | No | After 2014 |  | Non-Lead - Plastic | After 2014 |  | Non-Lead | No | No |  | Single Family Residence | No | No | No | Tier 5
732928 | 152 | Mineral Springs Drive | Kyle | 78640 | Cool Springs Subdivision | 29.9638 | -97.8503 | Non-Lead - Plastic | No | After 2014 |  | Non-Lead - Plastic | After 2014 |  | Non-Lead | No | No |  | Single Family Residence | No | No | No | Tier 5
713614 | 155 | Mineral Springs Drive | Kyle | 78640 | Cool Springs Subdivision | 29.9634 | -97.8499 | Non-Lead - Plastic | No | After 2014 |  | Non-Lead - Plastic | After 2014 |  | Non-Lead | No | No |  | Single Family Residence | No | No | No | Tier 5
12855575 | 164 | Mineral Springs Drive | Kyle | 78640 | Cool Springs Subdivision | 29.9637 | -97.8504 | Non-Lead - Plastic | No | After 2014 |  | Non-Lead - Plastic | After 2014 |  | Non-Lead | No | No |  | Single Family Residence | No | No | No | Tier 5
12825193 | 167 | Mineral Springs Drive | Kyle | 78640 | Cool Springs Subdivision | 29.9633 | -97.85 | Non-Lead - Plastic | No | After 2014 |  | Non-Lead - Plastic | After 2014 |  | Non-Lead | No | No |  | Single Family Residence | No | No | No | Tier 5
733415 | 176 | Mineral Springs Drive | Kyle | 78640 | Cool Springs Subdivision | 29.9635 | -97.8506 | Non-Lead - Plastic | No | After 2014 |  | Non-Lead - Plastic | After 2014 |  | Non-Lead | No | No |  | Single Family Residence | No | No | No | Tier 5
12756050 | 179 | Mineral Springs Drive | Kyle | 78640 | Cool Springs Subdivision | 29.9631 | -97.8502 | Non-Lead - Plastic | No | After 2014 |  | Non-Lead - Plastic | After 2014 |  | Non-Lead | No | No |  | Single Family Residence | No | No | No | Tier 5
722369 | 188 | Mineral Springs Drive | Kyle | 78640 | Cool Springs Subdivision | 29.9634 | -97.8507 | Non-Lead - Plastic | No | After 2014 |  | Non-Lead - Plastic | After 2014 |  | Non-Lead | No | No |  | Single Family Residence | No | No | No | Tier 5
732796 | 191 | Mineral Springs Drive | Kyle | 78640 | Cool Springs Subdivision | 29.963 | -97.8503 | Non-Lead - Plastic | No | After 2014 |  | Non-Lead - Plastic | After 2014 |  | Non-Lead | No | No |  | Single Family Residence | No | No | No | Tier 5
12707986 | 200 | Mineral Springs Drive | Kyle | 78640 | Cool Springs Subdivision | 29.9633 | -97.8508 | Non-Lead - Plastic | No | After 2014 |  | Non-Lead - Plastic | After 2014 |  | Non-Lead | No | No |  | Single Family Residence | No | No | No | Tier 5
12758127 | 203 | Mineral Springs Drive | Kyle | 78640 | Cool Springs Subdivision | 29.9629 | -97.8504 | Non-Lead - Plastic | No | After 2014 |  | Non-Lead - Plastic | After 2014 |  | Non-Lead | No | No |  | Single Family Residence | No | No | No | Tier 5
12861027 | 212 | Mineral Springs Drive | Kyle | 78640 | Cool Springs Subdivision | 29.9631 | -97.851 | Non-Lead - Plastic | No | After 2014 |  | Non-Lead - Plastic | After 2014 |  | Non-Lead | No | No |  | Single Family Residence | No | No | No | Tier 5
733133 | 215 | Mineral Springs Drive | Kyle | 78640 | Cool Springs Subdivision | 29.9627 | -97.8506 | Non-Lead - Plastic | No | After 2014 |  | Non-Lead - Plastic | After 2014 |  | Non-Lead | No | No |  | Single Family Residence | No | No | No | Tier 5
12714254 | 224 | Mineral Springs Drive | Kyle | 78640 | Cool Springs Subdivision | 29.963 | -97.8511 | Non-Lead - Plastic | No | After 2014 |  | Non-Lead - Plastic | After 2014 |  | Non-Lead | No | No |  | Single Family Residence | No | No | No | Tier 5
12964257 | 227 | Mineral Springs Drive | Kyle | 78640 | Cool Springs Subdivision | 29.9626 | -97.8507 | Non-Lead - Plastic | No | After 2014 |  | Non-Lead - Plastic | After 2014 |  | Non-Lead | No | No |  | Single Family Residence | No | No | No | Tier 5
12713194 | 236 | Mineral Springs Drive | Kyle | 78640 | Cool Springs Subdivision | 29.9629 | -97.8513 | Non-Lead - Plastic | No | After 2014 |  | Non-Lead - Plastic | After 2014 |  | Non-Lead | No | No |  | Single Family Residence | No | No | No | Tier 5
12713896 | 239 | Mineral Springs Drive | Kyle | 78640 | Cool Springs Subdivision | 29.9625 | -97.8509 | Non-Lead - Plastic | No | After 2014 |  | Non-Lead - Plastic | After 2014 |  | Non-Lead | No | No |  | Single Family Residence | No | No | No | Tier 5
12711214 | 248 | Mineral Springs Drive | Kyle | 78640 | Cool Springs Subdivision | 29.9627 | -97.8514 | Non-Lead - Plastic | No | After 2014 |  | Non-Lead - Plastic | After 2014 |  | Non-Lead | No | No |  | Single Family Residence | No | No | No | Tier 5
12703949 | 251 | Mineral Springs Drive | Kyle | 78640 | Cool Springs Subdivision | 29.9624 | -97.851 | Non-Lead - Plastic | No | After 2014 |  | Non-Lead - Plastic | After 2014 |  | Non-Lead | No | No |  | Single Family Residence | No | No | No | Tier 5
12582259 | 260 | Mineral Springs Drive | Kyle | 78640 | Cool Springs Subdivision | 29.9626 | -97.8515 | Non-Lead - Plastic | No | After 2014 |  | Non-Lead - Plastic | After 2014 |  | Non-Lead | No | No |  | Single Family Residence | No | No | No | Tier 5
680605 | 263 | Mineral Springs Drive | Kyle | 78640 | Cool Springs Subdivision | 29.9622 | -97.8511 | Non-Lead - Plastic | No | After 2014 |  | Non-Lead - Plastic | After 2014 |  | Non-Lead | No | No |  | Single Family Residence | No | No | No | Tier 5
12973960 | 272 | Mineral Springs Drive | Kyle | 78640 | Cool Springs Subdivision | 29.9625 | -97.8517 | Non-Lead - Plastic | No | After 2014 |  | Non-Lead - Plastic | After 2014 |  | Non-Lead | No | No |  | Single Family Residence | No | No | No | Tier 5
12713977 | 275 | Mineral Springs Drive | Kyle | 78640 | Cool Springs Subdivision | 29.9621 | -97.8513 | Non-Lead - Plastic | No | After 2014 |  | Non-Lead - Plastic | After 2014 |  | Non-Lead | No | No |  | Single Family Residence | No | No | No | Tier 5
12391782 | 284 | Mineral Springs Drive | Kyle | 78640 | Cool Springs Subdivision | 29.9624 | -97.8518 | Non-Lead - Plastic | No | After 2014 |  | Non-Lead - Plastic | After 2014 |  | Non-Lead | No | No |  | Single Family Residence | No | No | No | Tier 5
12713408 | 287 | Mineral Springs Drive | Kyle | 78640 | Cool Springs Subdivision | 29.962 | -97.8642 | Non-Lead - Plastic | No | After 2014 |  | Non-Lead - Plastic | After 2014 |  | Non-Lead | No | No |  | Single Family Residence | No | No | No | Tier 5
12518175 | 296 | Mineral Springs Drive | Kyle | 78640 | Cool Springs Subdivision | 29.9622 | -97.852 | Non-Lead - Plastic | No | After 2014 |  | Non-Lead - Plastic | After 2014 |  | Non-Lead | No | No |  | Single Family Residence | No | No | No | Tier 5
12714316 | 299 | Mineral Springs Drive | Kyle | 78640 | Cool Springs Subdivision | 29.9618 | -97.8516 | Non-Lead - Plastic | No | After 2014 |  | Non-Lead - Plastic | After 2014 |  | Non-Lead | No | No |  | Single Family Residence | No | No | No | Tier 5
12514446 | 308 | Mineral Springs Drive | Kyle | 78640 | Cool Springs Subdivision | 29.9621 | -97.8521 | Non-Lead - Plastic | No | After 2014 |  | Non-Lead - Plastic | After 2014 |  | Non-Lead | No | No |  | Single Family Residence | No | No | No | Tier 5
12862892 | 311 | Mineral Springs Drive | Kyle | 78640 | Cool Springs Subdivision | 29.9617 | -97.8517 | Non-Lead - Plastic | No | After 2014 |  | Non-Lead - Plastic | After 2014 |  | Non-Lead | No | No |  | Single Family Residence | No | No | No | Tier 5
12555761 | 323 | Mineral Springs Drive | Kyle | 78640 | Cool Springs Subdivision | 29.9616 | -97.8519 | Non-Lead - Plastic | No | After 2014 |  | Non-Lead - Plastic | After 2014 |  | Non-Lead | No | No |  | Single Family Residence | No | No | No | Tier 5
9270407 | 101 | Juniper Springs Road | Kyle | 78640 | Cool Springs Subdivision | 29.9627 | -97.8488 | Non-Lead - Plastic | No | After 2014 |  | Non-Lead - Plastic | After 2014 |  | Non-Lead | No | No |  | Single Family Residence | No | No | No | Tier 5
12410826 | 113 | Juniper Springs Road | Kyle | 78640 | Cool Springs Subdivision | 29.9628 | -97.8489 | Non-Lead - Plastic | No | After 2014 |  | Non-Lead - Plastic | After 2014 |  | Non-Lead | No | No |  | Single Family Residence | No | No | No | Tier 5
779978 | 136 | Juniper Springs Road | Kyle | 78640 | Cool Springs Subdivision | 29.9634 | -97.8488 | Non-Lead - Plastic | No | After 2014 |  | Non-Lead - Plastic | After 2014 |  | Non-Lead | No | No |  | Single Family Residence | No | No | No | Tier 5
12830322 | 148 | Juniper Springs Road | Kyle | 78640 | Cool Springs Subdivision | 29.9635 | -97.849 | Non-Lead - Plastic | No | After 2014 |  | Non-Lead - Plastic | After 2014 |  | Non-Lead | No | No |  | Single Family Residence | No | No | No | Tier 5
736403 | 160 | Juniper Springs Road | Kyle | 78640 | Cool Springs Subdivision | 29.9636 | -97.8491 | Non-Lead - Plastic | No | After 2014 |  | Non-Lead - Plastic | After 2014 |  | Non-Lead | No | No |  | Single Family Residence | No | No | No | Tier 5
779547 | 172 | Juniper Springs Road | Kyle | 78640 | Cool Springs Subdivision | 29.9638 | -97.8493 | Non-Lead - Plastic | No | After 2014 |  | Non-Lead - Plastic | After 2014 |  | Non-Lead | No | No |  | Single Family Residence | No | No | No | Tier 5
768027 | 184 | Juniper Springs Road | Kyle | 78640 | Cool Springs Subdivision | 29.9639 | -97.8494 | Non-Lead - Plastic | No | After 2014 |  | Non-Lead - Plastic | After 2014 |  | Non-Lead | No | No |  | Single Family Residence | No | No | No | Tier 5
12500422 | 200 | Juniper Springs Road | Kyle | 78640 | Cool Springs Subdivision | 29.9642 | -97.8498 | Non-Lead - Plastic | No | After 2014 |  | Non-Lead - Plastic | After 2014 |  | Non-Lead | No | No |  | Single Family Residence | No | No | No | Tier 5
16776996 | 212 | Juniper Springs Road | Kyle | 78640 | Cool Springs Subdivision | 29.9643 | -97.8499 | Non-Lead - Plastic | No | After 2014 |  | Non-Lead - Plastic | After 2014 |  | Non-Lead | No | No |  | Single Family Residence | No | No | No | Tier 5
16739777 | 224 | Juniper Springs Road | Kyle | 78640 | Cool Springs Subdivision | 29.9645 | -97.8501 | Non-Lead - Plastic | No | After 2014 |  | Non-Lead - Plastic | After 2014 |  | Non-Lead | No | No |  | Single Family Residence | No | No | No | Tier 5
12406975 | 236 | Juniper Springs Road | Kyle | 78640 | Cool Springs Subdivision | 29.9646 | -97.8502 | Non-Lead - Plastic | No | After 2014 |  | Non-Lead - Plastic | After 2014 |  | Non-Lead | No | No |  | Single Family Residence | No | No | No | Tier 5
12577534 | 248 | Juniper Springs Road | Kyle | 78640 | Cool Springs Subdivision | 29.9648 | -97.8504 | Non-Lead - Plastic | No | After 2014 |  | Non-Lead - Plastic | After 2014 |  | Non-Lead | No | No |  | Single Family Residence | No | No | No | Tier 5
12513576 | 100 | Jackson Blue Lane | Kyle | 78640 | Cool Springs Subdivision | 29.9647 | -97.8507 | Non-Lead - Plastic | No | After 2014 |  | Non-Lead - Plastic | After 2014 |  | Non-Lead | No | No |  | Single Family Residence | No | No | No | Tier 5
12524372 | 112 | Jackson Blue Lane | Kyle | 78640 | Cool Springs Subdivision | 29.9645 | -97.8508 | Non-Lead - Plastic | No | After 2014 |  | Non-Lead - Plastic | After 2014 |  | Non-Lead | No | No |  | Single Family Residence | No | No | No | Tier 5
9259126 | 115 | Jackson Blue Lane | Kyle | 78640 | Cool Springs Subdivision | 29.9641 | -97.8504 | Non-Lead - Plastic | No | After 2014 |  | Non-Lead - Plastic | After 2014 |  | Non-Lead | No | No |  | Single Family Residence | No | No | No | Tier 5
12526712 | 124 | Jackson Blue Lane | Kyle | 78640 | Cool Springs Subdivision | 29.9644 | -97.851 | Non-Lead - Plastic | No | After 2014 |  | Non-Lead - Plastic | After 2014 |  | Non-Lead | No | No |  | Single Family Residence | No | No | No | Tier 5
12532161 | 127 | Jackson Blue Lane | Kyle | 78640 | Cool Springs Subdivision | 29.964 | -97.8506 | Non-Lead - Plastic | No | After 2014 |  | Non-Lead - Plastic | After 2014 |  | Non-Lead | No | No |  | Single Family Residence | No | No | No | Tier 5
1408341 | 136 | Jackson Blue Lane | Kyle | 78640 | 12649836, 15509008, Cool Springs Subdivision | 29.9643 | -97.8511 | Non-Lead - Plastic | No | After 2014 |  | Non-Lead - Plastic | After 2014 |  | Non-Lead | No | No |  | Single Family Residence | No | No | No | Tier 5
12532106 | 139 | Jackson Blue Lane | Kyle | 78640 | Cool Springs Subdivision | 29.9639 | -97.8507 | Non-Lead - Plastic | No | After 2014 |  | Non-Lead - Plastic | After 2014 |  | Non-Lead | No | No |  | Single Family Residence | No | No | No | Tier 5
12645809 | 148 | Jackson Blue Lane | Kyle | 78640 | Cool Springs Subdivision | 29.9641 | -97.8513 | Non-Lead - Plastic | No | After 2014 |  | Non-Lead - Plastic | After 2014 |  | Non-Lead | No | No |  | Single Family Residence | No | No | No | Tier 5
12530534 | 151 | Jackson Blue Lane | Kyle | 78640 | Cool Springs Subdivision | 29.9638 | -97.8508 | Non-Lead - Plastic | No | After 2014 |  | Non-Lead - Plastic | After 2014 |  | Non-Lead | No | No |  | Single Family Residence | No | No | No | Tier 5
12643509 | 160 | Jackson Blue Lane | Kyle | 78640 | Cool Springs Subdivision | 29.964 | -97.8514 | Non-Lead - Plastic | No | After 2014 |  | Non-Lead - Plastic | After 2014 |  | Non-Lead | No | No |  | Single Family Residence | No | No | No | Tier 5
12468377 | 163 | Jackson Blue Lane | Kyle | 78640 | Cool Springs Subdivision | 29.9636 | -97.851 | Non-Lead - Plastic | No | After 2014 |  | Non-Lead - Plastic | After 2014 |  | Non-Lead | No | No |  | Single Family Residence | No | No | No | Tier 5
12664099 | 172 | Jackson Blue Lane | Kyle | 78640 | Cool Springs Subdivision | 29.9639 | -97.8515 | Non-Lead - Plastic | No | After 2014 |  | Non-Lead - Plastic | After 2014 |  | Non-Lead | No | No |  | Single Family Residence | No | No | No | Tier 5
12648121 | 175 | Jackson Blue Lane | Kyle | 78640 | Cool Springs Subdivision | 29.9635 | -97.8511 | Non-Lead - Plastic | No | After 2014 |  | Non-Lead - Plastic | After 2014 |  | Non-Lead | No | No |  | Single Family Residence | No | No | No | Tier 5
12664967 | 184 | Jackson Blue Lane | Kyle | 78640 | Cool Springs Subdivision | 29.9638 | -97.8517 | Non-Lead - Plastic | No | After 2014 |  | Non-Lead - Plastic | After 2014 |  | Non-Lead | No | No |  | Single Family Residence | No | No | No | Tier 5
12647163 | 187 | Jackson Blue Lane | Kyle | 78640 | Cool Springs Subdivision | 29.9634 | -97.8513 | Non-Lead - Plastic | No | After 2014 |  | Non-Lead - Plastic | After 2014 |  | Non-Lead | No | No |  | Single Family Residence | No | No | No | Tier 5
12659209 | 196 | Jackson Blue Lane | Kyle | 78640 | Cool Springs Subdivision | 29.9636 | -97.8518 | Non-Lead - Plastic | No | After 2014 |  | Non-Lead - Plastic | After 2014 |  | Non-Lead | No | No |  | Single Family Residence | No | No | No | Tier 5
12659194 | 199 | Jackson Blue Lane | Kyle | 78640 | Cool Springs Subdivision | 29.9632 | -97.8514 | Non-Lead - Plastic | No | After 2014 |  | Non-Lead - Plastic | After 2014 |  | Non-Lead | No | No |  | Single Family Residence | No | No | No | Tier 5
12649648 | 208 | Jackson Blue Lane | Kyle | 78640 | Cool Springs Subdivision | 29.9635 | -97.852 | Non-Lead - Plastic | No | After 2014 |  | Non-Lead - Plastic | After 2014 |  | Non-Lead | No | No |  | Single Family Residence | No | No | No | Tier 5
12659801 | 211 | Jackson Blue Lane | Kyle | 78640 | Cool Springs Subdivision | 29.9631 | -97.8516 | Non-Lead - Plastic | No | After 2014 |  | Non-Lead - Plastic | After 2014 |  | Non-Lead | No | No |  | Single Family Residence | No | No | No | Tier 5
12664454 | 220 | Jackson Blue Lane | Kyle | 78640 | Cool Springs Subdivision | 29.9634 | -97.8521 | Non-Lead - Plastic | No | After 2014 |  | Non-Lead - Plastic | After 2014 |  | Non-Lead | No | No |  | Single Family Residence | No | No | No | Tier 5
12667055 | 223 | Jackson Blue Lane | Kyle | 78640 | Cool Springs Subdivision | 29.963 | -97.8517 | Non-Lead - Plastic | No | After 2014 |  | Non-Lead - Plastic | After 2014 |  | Non-Lead | No | No |  | Single Family Residence | No | No | No | Tier 5
12667140 | 232 | Jackson Blue Lane | Kyle | 78640 | Cool Springs Subdivision | 29.9632 | -97.8523 | Non-Lead - Plastic | No | After 2014 |  | Non-Lead - Plastic | After 2014 |  | Non-Lead | No | No |  | Single Family Residence | No | No | No | Tier 5
12499007 | 235 | Jackson Blue Lane | Kyle | 78640 | Cool Springs Subdivision | 29.9629 | -97.8519 | Non-Lead - Plastic | No | After 2014 |  | Non-Lead - Plastic | After 2014 |  | Non-Lead | No | No |  | Single Family Residence | No | No | No | Tier 5
12476524 | 244 | Jackson Blue Lane | Kyle | 78640 | Cool Springs Subdivision | 29.9631 | -97.8524 | Non-Lead - Plastic | No | After 2014 |  | Non-Lead - Plastic | After 2014 |  | Non-Lead | No | No |  | Single Family Residence | No | No | No | Tier 5
12524022 | 247 | Jackson Blue Lane | Kyle | 78640 | Cool Springs Subdivision | 29.9627 | -97.852 | Non-Lead - Plastic | No | After 2014 |  | Non-Lead - Plastic | After 2014 |  | Non-Lead | No | No |  | Single Family Residence | No | No | No | Tier 5
12492097 | 256 | Jackson Blue Lane | Kyle | 78640 | Cool Springs Subdivision | 29.963 | -97.8525 | Non-Lead - Plastic | No | After 2014 |  | Non-Lead - Plastic | After 2014 |  | Non-Lead | No | No |  | Single Family Residence | No | No | No | Tier 5
12511933 | 259 | Jackson Blue Lane | Kyle | 78640 | Cool Springs Subdivision | 29.9626 | -97.8521 | Non-Lead - Plastic | No | After 2014 |  | Non-Lead - Plastic | After 2014 |  | Non-Lead | No | No |  | Single Family Residence | No | No | No | Tier 5
12449835 | 268 | Jackson Blue Lane | Kyle | 78640 | Cool Springs Subdivision | 29.9629 | -97.8527 | Non-Lead - Plastic | No | After 2014 |  | Non-Lead - Plastic | After 2014 |  | Non-Lead | No | No |  | Single Family Residence | No | No | No | Tier 5
12449251 | 271 | Jackson Blue Lane | Kyle | 78640 | Cool Springs Subdivision | 29.9625 | -97.8523 | Non-Lead - Plastic | No | After 2014 |  | Non-Lead - Plastic | After 2014 |  | Non-Lead | No | No |  | Single Family Residence | No | No | No | Tier 5
12514957 | 280 | Jackson Blue Lane | Kyle | 78640 | Cool Springs Subdivision | 29.9627 | -97.8528 | Non-Lead - Plastic | No | After 2014 |  | Non-Lead - Plastic | After 2014 |  | Non-Lead | No | No |  | Single Family Residence | No | No | No | Tier 5
12496717 | 283 | Jackson Blue Lane | Kyle | 78640 | Cool Springs Subdivision | 29.9623 | -97.8524 | Non-Lead - Plastic | No | After 2014 |  | Non-Lead - Plastic | After 2014 |  | Non-Lead | No | No |  | Single Family Residence | No | No | No | Tier 5
12471460 | 292 | Jackson Blue Lane | Kyle | 78640 | Cool Springs Subdivision | 29.9626 | -97.853 | Non-Lead - Plastic | No | After 2014 |  | Non-Lead - Plastic | After 2014 |  | Non-Lead | No | No |  | Single Family Residence | No | No | No | Tier 5
12483211 | 304 | Jackson Blue Lane | Kyle | 78640 | Cool Springs Subdivision | 29.9625 | -97.8531 | Non-Lead - Plastic | No | After 2014 |  | Non-Lead - Plastic | After 2014 |  | Non-Lead | No | No |  | Single Family Residence | No | No | No | Tier 5
12466341 | 316 | Jackson Blue Lane | Kyle | 78640 | Cool Springs Subdivision | 29.9624 | -97.8533 | Non-Lead - Plastic | No | After 2014 |  | Non-Lead - Plastic | After 2014 |  | Non-Lead | No | No |  | Single Family Residence | No | No | No | Tier 5
817597 | 142 | Florida Springs Drive | Kyle | 78640 | Cool Springs Subdivision | 29.9619 | -97.8522 | Non-Lead - Plastic | No | After 2014 |  | Non-Lead - Plastic | After 2014 |  | Non-Lead | No | No |  | Single Family Residence | No | No | No | Tier 5
12523811 | 149 | Florida Springs Drive | Kyle | 78640 | Cool Springs Subdivision | 29.9616 | -97.8528 | Non-Lead - Plastic | No | After 2014 |  | Non-Lead - Plastic | After 2014 |  | Non-Lead | No | No |  | Single Family Residence | No | No | No | Tier 5
12461331 | 154 | Florida Springs Drive | Kyle | 78640 | Cool Springs Subdivision | 29.962 | -97.8524 | Non-Lead - Plastic | No | After 2014 |  | Non-Lead - Plastic | After 2014 |  | Non-Lead | No | No |  | Single Family Residence | No | No | No | Tier 5
12461336 | 161 | Florida Springs Drive | Kyle | 78640 | Cool Springs Subdivision | 29.9617 | -97.8529 | Non-Lead - Plastic | No | After 2014 |  | Non-Lead - Plastic | After 2014 |  | Non-Lead | No | No |  | Single Family Residence | No | No | No | Tier 5
12448038 | 166 | Florida Springs Drive | Kyle | 78640 | Cool Springs Subdivision | 29.9621 | -97.8525 | Non-Lead - Plastic | No | After 2014 |  | Non-Lead - Plastic | After 2014 |  | Non-Lead | No | No |  | Single Family Residence | No | No | No | Tier 5
12402306 | 173 | Florida Springs Drive | Kyle | 78640 | Cool Springs Subdivision | 29.9618 | -97.8531 | Non-Lead - Plastic | No | After 2014 |  | Non-Lead - Plastic | After 2014 |  | Non-Lead | No | No |  | Single Family Residence | No | No | No | Tier 5
12485723 | 178 | Florida Springs Drive | Kyle | 78640 | Cool Springs Subdivision | 29.9622 | -97.8527 | Non-Lead - Plastic | No | After 2014 |  | Non-Lead - Plastic | After 2014 |  | Non-Lead | No | No |  | Single Family Residence | No | No | No | Tier 5
12406505 | 185 | Florida Springs Drive | Kyle | 78640 | Cool Springs Subdivision | 29.9619 | -97.8532 | Non-Lead - Plastic | No | After 2014 |  | Non-Lead - Plastic | After 2014 |  | Non-Lead | No | No |  | Single Family Residence | No | No | No | Tier 5
15592950 | 197 | Florida Springs Drive | Kyle | 78640 | 12406414, Cool Springs Subdivision | 29.9621 | -97.8535 | Non-Lead - Plastic | No | After 2014 |  | Non-Lead - Plastic | After 2014 |  | Non-Lead | No | No |  | Single Family Residence | No | No | No | Tier 5
822999 | 100 | Copper Lane | Kyle | 78640 | Cool Springs Subdivision | 29.9633 | -97.8495 | Non-Lead - Plastic | No | After 2014 |  | Non-Lead - Plastic | After 2014 |  | Non-Lead | No | No |  | Single Family Residence | No | No | No | Tier 5
822804 | 101 | Copper Lane | Kyle | 78640 | Cool Springs Subdivision | 29.9629 | -97.8491 | Non-Lead - Plastic | No | After 2014 |  | Non-Lead - Plastic | After 2014 |  | Non-Lead | No | No |  | Single Family Residence | No | No | No | Tier 5
824230 | 112 | Copper Lane | Kyle | 78640 | Cool Springs Subdivision | 29.9632 | -97.8497 | Non-Lead - Plastic | No | After 2014 |  | Non-Lead - Plastic | After 2014 |  | Non-Lead | No | No |  | Single Family Residence | No | No | No | Tier 5
844779 | 115 | Copper Lane | Kyle | 78640 | Cool Springs Subdivision | 29.9628 | -97.8493 | Non-Lead - Plastic | No | After 2014 |  | Non-Lead - Plastic | After 2014 |  | Non-Lead | No | No |  | Single Family Residence | No | No | No | Tier 5
822823 | 124 | Copper Lane | Kyle | 78640 | Cool Springs Subdivision | 29.963 | -97.8498 | Non-Lead - Plastic | No | After 2014 |  | Non-Lead - Plastic | After 2014 |  | Non-Lead | No | No |  | Single Family Residence | No | No | No | Tier 5
12976497 | 129 | Copper Lane | Kyle | 78640 | Cool Springs Subdivision | 29.9626 | -97.8494 | Non-Lead - Plastic | No | After 2014 |  | Non-Lead - Plastic | After 2014 |  | Non-Lead | No | No |  | Single Family Residence | No | No | No | Tier 5
12746264 | 136 | Copper Lane | Kyle | 78640 | Cool Springs Subdivision | 29.9628 | -97.8499 | Non-Lead - Plastic | No | After 2014 |  | Non-Lead - Plastic | After 2014 |  | Non-Lead | No | No |  | Single Family Residence | No | No | No | Tier 5
12756552 | 148 | Copper Lane | Kyle | 78640 | Cool Springs Subdivision | 29.9627 | -97.85 | Non-Lead - Plastic | No | After 2014 |  | Non-Lead - Plastic | After 2014 |  | Non-Lead | No | No |  | Single Family Residence | No | No | No | Tier 5
804339 | 151 | Copper Lane | Kyle | 78640 | Cool Springs Subdivision | 29.9625 | -97.8495 | Non-Lead - Plastic | No | After 2014 |  | Non-Lead - Plastic | After 2014 |  | Non-Lead | No | No |  | Single Family Residence | No | No | No | Tier 5
848984 | 160 | Copper Lane | Kyle | 78640 | Cool Springs Subdivision | 29.9625 | -97.8501 | Non-Lead - Plastic | No | After 2014 |  | Non-Lead - Plastic | After 2014 |  | Non-Lead | No | No |  | Single Family Residence | No | No | No | Tier 5
9301390 | 100 | Silver Springs Bend | Kyle | 78640 | Cool Springs Subdivision | 29.9616 | -97.85 | Non-Lead - Plastic | No | After 2014 |  | Non-Lead - Plastic | After 2014 |  | Non-Lead | No | No |  | Other | No | No | No | Tier 5
15526013 | 112 | Silver Springs Bend | Kyle | 78640 | Cool Springs Subdivision | 29.9614 | -97.8504 | Non-Lead - Plastic | No | After 2014 |  | Non-Lead - Plastic | After 2014 |  | Non-Lead | No | No |  | Single Family Residence | No | No | No | Tier 5
9631796 | 115 | Silver Springs Bend | Kyle | 78640 | Cool Springs Subdivision | 29.961 | -97.85 | Non-Lead - Plastic | No | After 2014 |  | Non-Lead - Plastic | After 2014 |  | Non-Lead | No | No |  | Single Family Residence | No | No | No | Tier 5
15889108 | 124 | Silver Springs Bend | Kyle | 78640 | Cool Springs Subdivision | 29.9613 | -97.8506 | Non-Lead - Plastic | No | After 2014 |  | Non-Lead - Plastic | After 2014 |  | Non-Lead | No | No |  | Single Family Residence | No | No | No | Tier 5
15550035 | 136 | Silver Springs Bend | Kyle | 78640 | Cool Springs Subdivision | 29.9611 | -97.8507 | Non-Lead - Plastic | No | After 2014 |  | Non-Lead - Plastic | After 2014 |  | Non-Lead | No | No |  | Single Family Residence | No | No | No | Tier 5
15526423 | 148 | Silver Springs Bend | Kyle | 78640 | Cool Springs Subdivision | 29.961 | -97.8509 | Non-Lead - Plastic | No | After 2014 |  | Non-Lead - Plastic | After 2014 |  | Non-Lead | No | No |  | Single Family Residence | No | No | No | Tier 5
15913320 | 160 | Silver Springs Bend | Kyle | 78640 | Cool Springs Subdivision | 29.9609 | -97.851 | Non-Lead - Plastic | No | After 2014 |  | Non-Lead - Plastic | After 2014 |  | Non-Lead | No | No |  | Single Family Residence | No | No | No | Tier 5
15913085 | 172 | Silver Springs Bend | Kyle | 78640 | Cool Springs Subdivision | 29.9607 | -97.8512 | Non-Lead - Plastic | No | After 2014 |  | Non-Lead - Plastic | After 2014 |  | Non-Lead | No | No |  | Single Family Residence | No | No | No | Tier 5
15768617 | 175 | Silver Springs Bend | Kyle | 78640 | Cool Springs Subdivision | 29.9604 | -97.8508 | Non-Lead - Plastic | No | After 2014 |  | Non-Lead - Plastic | After 2014 |  | Non-Lead | No | No |  | Single Family Residence | No | No | No | Tier 5
15803374 | 185 | Silver Springs Bend | Kyle | 78640 | Cool Springs Subdivision | 29.9603 | -97.8509 | Non-Lead - Plastic | No | After 2014 |  | Non-Lead - Plastic | After 2014 |  | Non-Lead | No | No |  | Single Family Residence | No | No | No | Tier 5
15931484 | 190 | Silver Springs Bend | Kyle | 78640 | Cool Springs Subdivision | 29.9606 | -97.8513 | Non-Lead - Plastic | No | After 2014 |  | Non-Lead - Plastic | After 2014 |  | Non-Lead | No | No |  | Single Family Residence | No | No | No | Tier 5
15807010 | 195 | Silver Springs Bend | Kyle | 78640 | Cool Springs Subdivision | 29.9602 | -97.8511 | Non-Lead - Plastic | No | After 2014 |  | Non-Lead - Plastic | After 2014 |  | Non-Lead | No | No |  | Single Family Residence | No | No | No | Tier 5
15774212 | 205 | Silver Springs Bend | Kyle | 78640 | Cool Springs Subdivision | 29.9601 | -97.8512 | Non-Lead - Plastic | No | After 2014 |  | Non-Lead - Plastic | After 2014 |  | Non-Lead | No | No |  | Single Family Residence | No | No | No | Tier 5
15929847 | 208 | Silver Springs Bend | Kyle | 78640 | Cool Springs Subdivision | 29.9605 | -97.8515 | Non-Lead - Plastic | No | After 2014 |  | Non-Lead - Plastic | After 2014 |  | Non-Lead | No | No |  | Single Family Residence | No | No | No | Tier 5
15852010 | 215 | Silver Springs Bend | Kyle | 78640 | Cool Springs Subdivision | 29.96 | -97.8514 | Non-Lead - Plastic | No | After 2014 |  | Non-Lead - Plastic | After 2014 |  | Non-Lead | No | No |  | Single Family Residence | No | No | No | Tier 5
15931474 | 225 | Silver Springs Bend | Kyle | 78640 | Cool Springs Subdivision | 29.96 | -97.8516 | Non-Lead - Plastic | No | After 2014 |  | Non-Lead - Plastic | After 2014 |  | Non-Lead | No | No |  | Single Family Residence | No | No | No | Tier 5
1433862 | 226 | Silver Springs Bend | Kyle | 78640 | 15917497, Cool Springs Subdivision | 29.9604 | -97.8517 | Non-Lead - Plastic | No | After 2014 |  | Non-Lead - Plastic | After 2014 |  | Non-Lead | No | No |  | Single Family Residence | No | No | No | Tier 5
1419891 | 235 | Silver Springs Bend | Kyle | 78640 | 15853680, Cool Springs Subdivision | 29.96 | -97.8517 | Non-Lead - Plastic | No | After 2014 |  | Non-Lead - Plastic | After 2014 |  | Non-Lead | No | No |  | Single Family Residence | No | No | No | Tier 5
9636195 | 244 | Silver Springs Bend | Kyle | 78640 | Cool Springs Subdivision | 29.9604 | -97.8519 | Non-Lead - Plastic | No | After 2014 |  | Non-Lead - Plastic | After 2014 |  | Non-Lead | No | No |  | Single Family Residence | No | No | No | Tier 5
9475656 | 272 | Silver Springs Bend | Kyle | 78640 | Cool Springs Subdivision | 29.9604 | -97.8526 | Non-Lead - Plastic | No | After 2014 |  | Non-Lead - Plastic | After 2014 |  | Non-Lead | No | No |  | Single Family Residence | No | No | No | Tier 5
9381332 | 284 | Silver Springs Bend | Kyle | 78640 | Cool Springs Subdivision | 29.9604 | -97.8528 | Non-Lead - Plastic | No | After 2014 |  | Non-Lead - Plastic | After 2014 |  | Non-Lead | No | No |  | Single Family Residence | No | No | No | Tier 5
15915506 | 296 | Silver Springs Bend | Kyle | 78640 | Cool Springs Subdivision | 29.9603 | -97.853 | Non-Lead - Plastic | No | After 2014 |  | Non-Lead - Plastic | After 2014 |  | Non-Lead | No | No |  | Single Family Residence | No | No | No | Tier 5
15886005 | 308 | Silver Springs Bend | Kyle | 78640 | Cool Springs Subdivision | 29.9601 | -97.8531 | Non-Lead - Plastic | No | After 2014 |  | Non-Lead - Plastic | After 2014 |  | Non-Lead | No | No |  | Single Family Residence | No | No | No | Tier 5
15519347 | 315 | Silver Springs Bend | Kyle | 78640 | Cool Springs Subdivision | 29.9597 | -97.853 | Non-Lead - Plastic | No | After 2014 |  | Non-Lead - Plastic | After 2014 |  | Non-Lead | No | No |  | Single Family Residence | No | No | No | Tier 5
15802349 | 320 | Silver Springs Bend | Kyle | 78640 | Cool Springs Subdivision | 29.9601 | -97.8533 | Non-Lead - Plastic | No | After 2014 |  | Non-Lead - Plastic | After 2014 |  | Non-Lead | No | No |  | Single Family Residence | No | No | No | Tier 5
9521212 | 327 | Silver Springs Bend | Kyle | 78640 | Cool Springs Subdivision | 29.9596 | -97.8531 | Non-Lead - Plastic | No | After 2014 |  | Non-Lead - Plastic | After 2014 |  | Non-Lead | No | No |  | Single Family Residence | No | No | No | Tier 5
15500638 | 332 | Silver Springs Bend | Kyle | 78640 | Cool Springs Subdivision | 29.96 | -97.8535 | Non-Lead - Plastic | No | After 2014 |  | Non-Lead - Plastic | After 2014 |  | Non-Lead | No | No |  | Single Family Residence | No | No | No | Tier 5
15506202 | 339 | Silver Springs Bend | Kyle | 78640 | Cool Springs Subdivision | 29.9595 | -97.8533 | Non-Lead - Plastic | No | After 2014 |  | Non-Lead - Plastic | After 2014 |  | Non-Lead | No | No |  | Single Family Residence | No | No | No | Tier 5
15502918 | 348 | Silver Springs Bend | Kyle | 78640 | Cool Springs Subdivision | 29.9599 | -97.8537 | Non-Lead - Plastic | No | After 2014 |  | Non-Lead - Plastic | After 2014 |  | Non-Lead | No | No |  | Single Family Residence | No | No | No | Tier 5
9455863 | 351 | Silver Springs Bend | Kyle | 78640 | Cool Springs Subdivision | 29.9594 | -97.8535 | Non-Lead - Plastic | No | After 2014 |  | Non-Lead - Plastic | After 2014 |  | Non-Lead | No | No |  | Single Family Residence | No | No | No | Tier 5
15507025 | 363 | Silver Springs Bend | Kyle | 78640 | Cool Springs Subdivision | 29.9594 | -97.8537 | Non-Lead - Plastic | No | After 2014 |  | Non-Lead - Plastic | After 2014 |  | Non-Lead | No | No |  | Single Family Residence | No | No | No | Tier 5
9781356 | 366 | Silver Springs Bend | Kyle | 78640 | 15500601, Cool Springs Subdivision | 29.9598 | -97.8539 | Non-Lead - Plastic | No | After 2014 |  | Non-Lead - Plastic | After 2014 |  | Non-Lead | No | No |  | Single Family Residence | No | No | No | Tier 5
15885972 | 384 | Silver Springs Bend | Kyle | 78640 | Cool Springs Subdivision | 29.9599 | -97.8541 | Non-Lead - Plastic | No | After 2014 |  | Non-Lead - Plastic | After 2014 |  | Non-Lead | No | No |  | Single Family Residence | No | No | No | Tier 5
15918711 | 400 | Silver Springs Bend | Kyle | 78640 | Cool Springs Subdivision | 29.9599 | -97.8543 | Non-Lead - Plastic | No | After 2014 |  | Non-Lead - Plastic | After 2014 |  | Non-Lead | No | No |  | Single Family Residence | No | No | No | Tier 5
15532587 | 416 | Silver Springs Bend | Kyle | 78640 | Cool Springs Subdivision | 29.9599 | -97.8545 | Non-Lead - Plastic | No | After 2014 |  | Non-Lead - Plastic | After 2014 |  | Non-Lead | No | No |  | Single Family Residence | No | No | No | Tier 5
15539871 | 417 | Silver Springs Bend | Kyle | 78640 | Cool Springs Subdivision | 29.9594 | -97.8548 | Non-Lead - Plastic | No | After 2014 |  | Non-Lead - Plastic | After 2014 |  | Non-Lead | No | No |  | Single Family Residence | No | No | No | Tier 5
15545232 | 428 | Silver Springs Bend | Kyle | 78640 | Cool Springs Subdivision | 29.96 | -97.8547 | Non-Lead - Plastic | No | After 2014 |  | Non-Lead - Plastic | After 2014 |  | Non-Lead | No | No |  | Single Family Residence | No | No | No | Tier 5
9474589 | 429 | Silver Springs Bend | Kyle | 78640 | Cool Springs Subdivision | 29.9595 | -97.8549 | Non-Lead - Plastic | No | After 2014 |  | Non-Lead - Plastic | After 2014 |  | Non-Lead | No | No |  | Single Family Residence | No | No | No | Tier 5
1429394 | 440 | Silver Springs Bend | Kyle | 78640 | 15552277, Cool Springs Subdivision | 29.96 | -97.8549 | Non-Lead - Plastic | No | After 2014 |  | Non-Lead - Plastic | After 2014 |  | Non-Lead | No | No |  | Single Family Residence | No | No | No | Tier 5
9401522 | 452 | Silver Springs Bend | Kyle | 78640 | Cool Springs Subdivision | 29.9601 | -97.8551 | Non-Lead - Plastic | No | After 2014 |  | Non-Lead - Plastic | After 2014 |  | Non-Lead | No | No |  | Single Family Residence | No | No | No | Tier 5
9389659 | 464 | Silver Springs Bend | Kyle | 78640 | Cool Springs Subdivision | 29.9601 | -97.8552 | Non-Lead - Plastic | No | After 2014 |  | Non-Lead - Plastic | After 2014 |  | Non-Lead | No | No |  | Single Family Residence | No | No | No | Tier 5
15506867 | 465 | Silver Springs Bend | Kyle | 78640 | Cool Springs Subdivision | 29.9597 | -97.8555 | Non-Lead - Plastic | No | After 2014 |  | Non-Lead - Plastic | After 2014 |  | Non-Lead | No | No |  | Single Family Residence | No | No | No | Tier 5
15505197 | 476 | Silver Springs Bend | Kyle | 78640 | Cool Springs Subdivision | 29.9602 | -97.8554 | Non-Lead - Plastic | No | After 2014 |  | Non-Lead - Plastic | After 2014 |  | Non-Lead | No | No |  | Single Family Residence | No | No | No | Tier 5
1425762 | 488 | Silver Springs Bend | Kyle | 78640 | 15506910, Cool Springs Subdivision | 29.9602 | -97.8557 | Non-Lead - Plastic | No | After 2014 |  | Non-Lead - Plastic | After 2014 |  | Non-Lead | No | No |  | Single Family Residence | No | No | No | Tier 5
9389319 | 500 | Silver Springs Bend | Kyle | 78640 | Cool Springs Subdivision | 29.96 | -97.8558 | Non-Lead - Plastic | No | After 2014 |  | Non-Lead - Plastic | After 2014 |  | Non-Lead | No | No |  | Single Family Residence | No | No | No | Tier 5
15932190 | 512 | Silver Springs Bend | Kyle | 78640 | Cool Springs Subdivision | 29.9599 | -97.8559 | Non-Lead - Plastic | No | After 2014 |  | Non-Lead - Plastic | After 2014 |  | Non-Lead | No | No |  | Single Family Residence | No | No | No | Tier 5
15544221 | 524 | Silver Springs Bend | Kyle | 78640 | Cool Springs Subdivision | 29.9598 | -97.8561 | Non-Lead - Plastic | No | After 2014 |  | Non-Lead - Plastic | After 2014 |  | Non-Lead | No | No |  | Single Family Residence | No | No | No | Tier 5
15511583 | 101 | Emerald Pass | Kyle | 78640 | Cool Springs Subdivision | 29.9614 | -97.8498 | Non-Lead - Plastic | No | After 2014 |  | Non-Lead - Plastic | After 2014 |  | Non-Lead | No | No |  | Single Family Residence | No | No | No | Tier 5
9382613 | 111 | Emerald Pass | Kyle | 78640 | Cool Springs Subdivision | 29.9613 | -97.8496 | Non-Lead - Plastic | No | After 2014 |  | Non-Lead - Plastic | After 2014 |  | Non-Lead | No | No |  | Single Family Residence | No | No | No | Tier 5
15507052 | 121 | Emerald Pass | Kyle | 78640 | Cool Springs Subdivision | 29.9612 | -97.8495 | Non-Lead - Plastic | No | After 2014 |  | Non-Lead - Plastic | After 2014 |  | Non-Lead | No | No |  | Single Family Residence | No | No | No | Tier 5
9455058 | 131 | Emerald Pass | Kyle | 78640 | Cool Springs Subdivision | 29.9611 | -97.8493 | Non-Lead - Plastic | No | After 2014 |  | Non-Lead - Plastic | After 2014 |  | Non-Lead | No | No |  | Single Family Residence | No | No | No | Tier 5
15530086 | 141 | Emerald Pass | Kyle | 78640 | 09380557, Cool Springs Subdivision | 29.9609 | -97.8491 | Non-Lead - Plastic | No | After 2014 |  | Non-Lead - Plastic | After 2014 |  | Non-Lead | No | No |  | Single Family Residence | No | No | No | Tier 5
9638212 | 101 | Crystal River Road | Kyle | 78640 | Cool Springs Subdivision | 29.9607 | -97.8491 | Non-Lead - Plastic | No | After 2014 |  | Non-Lead - Plastic | After 2014 |  | Non-Lead | No | No |  | Single Family Residence | No | No | No | Tier 5
9300936 | 111 | Crystal River Road | Kyle | 78640 | Cool Springs Subdivision | 29.9606 | -97.8493 | Non-Lead - Plastic | No | After 2014 |  | Non-Lead - Plastic | After 2014 |  | Non-Lead | No | No |  | Single Family Residence | No | No | No | Tier 5
9637052 | 120 | Crystal River Road | Kyle | 78640 | Cool Springs Subdivision | 29.9608 | -97.8498 | Non-Lead - Plastic | No | After 2014 |  | Non-Lead - Plastic | After 2014 |  | Non-Lead | No | No |  | Single Family Residence | No | No | No | Tier 5
9300220 | 121 | Crystal River Road | Kyle | 78640 | Cool Springs Subdivision | 29.9605 | -97.8494 | Non-Lead - Plastic | No | After 2014 |  | Non-Lead - Plastic | After 2014 |  | Non-Lead | No | No |  | Single Family Residence | No | No | No | Tier 5
9624826 | 130 | Crystal River Road | Kyle | 78640 | Cool Springs Subdivision | 29.9607 | -97.8499 | Non-Lead - Plastic | No | After 2014 |  | Non-Lead - Plastic | After 2014 |  | Non-Lead | No | No |  | Single Family Residence | No | No | No | Tier 5
9466208 | 131 | Crystal River Road | Kyle | 78640 | Cool Springs Subdivision | 29.9604 | -97.8495 | Non-Lead - Plastic | No | After 2014 |  | Non-Lead - Plastic | After 2014 |  | Non-Lead | No | No |  | Single Family Residence | No | No | No | Tier 5
9629747 | 140 | Crystal River Road | Kyle | 78640 | Cool Springs Subdivision | 29.9606 | -97.85 | Non-Lead - Plastic | No | After 2014 |  | Non-Lead - Plastic | After 2014 |  | Non-Lead | No | No |  | Single Family Residence | No | No | No | Tier 5
9538703 | 141 | Crystal River Road | Kyle | 78640 | Cool Springs Subdivision | 29.9602 | -97.8497 | Non-Lead - Plastic | No | After 2014 |  | Non-Lead - Plastic | After 2014 |  | Non-Lead | No | No |  | Single Family Residence | No | No | No | Tier 5
15504910 | 150 | Crystal River Road | Kyle | 78640 | Cool Springs Subdivision | 29.9605 | -97.8501 | Non-Lead - Plastic | No | After 2014 |  | Non-Lead - Plastic | After 2014 |  | Non-Lead | No | No |  | Single Family Residence | No | No | No | Tier 5
810684 | 151 | Crystal River Road | Kyle | 78640 | Cool Springs Subdivision | 29.9601 | -97.8498 | Non-Lead - Plastic | No | After 2014 |  | Non-Lead - Plastic | After 2014 |  | Non-Lead | No | No |  | Single Family Residence | No | No | No | Tier 5
9623574 | 160 | Crystal River Road | Kyle | 78640 | Cool Springs Subdivision | 29.9604 | -97.8503 | Non-Lead - Plastic | No | After 2014 |  | Non-Lead - Plastic | After 2014 |  | Non-Lead | No | No |  | Single Family Residence | No | No | No | Tier 5
1506224 | 161 | Crystal River Road | Kyle | 78640 | 15913439, Cool Springs Subdivision | 29.96 | -97.8499 | Non-Lead - Plastic | No | After 2014 |  | Non-Lead - Plastic | After 2014 |  | Non-Lead | No | No |  | Single Family Residence | No | No | No | Tier 5
9624861 | 170 | Crystal River Road | Kyle | 78640 | Cool Springs Subdivision | 29.9603 | -97.8504 | Non-Lead - Plastic | No | After 2014 |  | Non-Lead - Plastic | After 2014 |  | Non-Lead | No | No |  | Single Family Residence | No | No | No | Tier 5
9474750 | 171 | Crystal River Road | Kyle | 78640 | Cool Springs Subdivision | 29.9599 | -97.85 | Non-Lead - Plastic | No | After 2014 |  | Non-Lead - Plastic | After 2014 |  | Non-Lead | No | No |  | Single Family Residence | No | No | No | Tier 5
9623559 | 180 | Crystal River Road | Kyle | 78640 | Cool Springs Subdivision | 29.9602 | -97.8505 | Non-Lead - Plastic | No | After 2014 |  | Non-Lead - Plastic | After 2014 |  | Non-Lead | No | No |  | Single Family Residence | No | No | No | Tier 5
9474648 | 181 | Crystal River Road | Kyle | 78640 | Cool Springs Subdivision | 29.9598 | -97.8501 | Non-Lead - Plastic | No | After 2014 |  | Non-Lead - Plastic | After 2014 |  | Non-Lead | No | No |  | Single Family Residence | No | No | No | Tier 5
9623560 | 190 | Crystal River Road | Kyle | 78640 | Cool Springs Subdivision | 29.9601 | -97.8506 | Non-Lead - Plastic | No | After 2014 |  | Non-Lead - Plastic | After 2014 |  | Non-Lead | No | No |  | Single Family Residence | No | No | No | Tier 5
9474868 | 191 | Crystal River Road | Kyle | 78640 | Cool Springs Subdivision | 29.9597 | -97.8503 | Non-Lead - Plastic | No | After 2014 |  | Non-Lead - Plastic | After 2014 |  | Non-Lead | No | No |  | Single Family Residence | No | No | No | Tier 5
9629552 | 200 | Crystal River Road | Kyle | 78640 | Cool Springs Subdivision | 29.96 | -97.8508 | Non-Lead - Plastic | No | After 2014 |  | Non-Lead - Plastic | After 2014 |  | Non-Lead | No | No |  | Single Family Residence | No | No | No | Tier 5
9637644 | 210 | Crystal River Road | Kyle | 78640 | Cool Springs Subdivision | 29.9599 | -97.8509 | Non-Lead - Plastic | No | After 2014 |  | Non-Lead - Plastic | After 2014 |  | Non-Lead | No | No |  | Single Family Residence | No | No | No | Tier 5
9633528 | 220 | Crystal River Road | Kyle | 78640 | Cool Springs Subdivision | 29.9598 | -97.8511 | Non-Lead - Plastic | No | After 2014 |  | Non-Lead - Plastic | After 2014 |  | Non-Lead | No | No |  | Single Family Residence | No | No | No | Tier 5
9528702 | 230 | Crystal River Road | Kyle | 78640 | Cool Springs Subdivision | 29.9597 | -97.8513 | Non-Lead - Plastic | No | After 2014 |  | Non-Lead - Plastic | After 2014 |  | Non-Lead | No | No |  | Single Family Residence | No | No | No | Tier 5
9636248 | 240 | Crystal River Road | Kyle | 78640 | Cool Springs Subdivision | 29.9597 | -97.8514 | Non-Lead - Plastic | No | After 2014 |  | Non-Lead - Plastic | After 2014 |  | Non-Lead | No | No |  | Single Family Residence | No | No | No | Tier 5
9529313 | 250 | Crystal River Road | Kyle | 78640 | Cool Springs Subdivision | 29.9597 | -97.8516 | Non-Lead - Plastic | No | After 2014 |  | Non-Lead - Plastic | After 2014 |  | Non-Lead | No | No |  | Single Family Residence | No | No | No | Tier 5
9623558 | 133 | Morning Glow | Kyle | 78640 | Cool Springs Subdivision | 29.9591 | -97.8508 | Non-Lead - Plastic | No | After 2014 |  | Non-Lead - Plastic | After 2014 |  | Non-Lead | No | No |  | Single Family Residence | No | No | No | Tier 5
9299734 | 134 | Morning Glow | Kyle | 78640 | Cool Springs Subdivision | 29.9595 | -97.8504 | Non-Lead - Plastic | No | After 2014 |  | Non-Lead - Plastic | After 2014 |  | Non-Lead | No | No |  | Single Family Residence | No | No | No | Tier 5
9520607 | 143 | Morning Glow | Kyle | 78640 | Cool Springs Subdivision | 29.9593 | -97.8509 | Non-Lead - Plastic | No | After 2014 |  | Non-Lead - Plastic | After 2014 |  | Non-Lead | No | No |  | Single Family Residence | No | No | No | Tier 5
9645008 | 144 | Morning Glow | Kyle | 78640 | Cool Springs Subdivision | 29.9595 | -97.8505 | Non-Lead - Plastic | No | After 2014 |  | Non-Lead - Plastic | After 2014 |  | Non-Lead | No | No |  | Single Family Residence | No | No | No | Tier 5
15854045 | 153 | Morning Glow | Kyle | 78640 | Cool Springs Subdivision | 29.9593 | -97.8511 | Non-Lead - Plastic | No | After 2014 |  | Non-Lead - Plastic | After 2014 |  | Non-Lead | No | No |  | Single Family Residence | No | No | No | Tier 5
9380485 | 101 | Silver Glen Drive | Kyle | 78640 | Cool Springs Subdivision | 29.9592 | -97.8514 | Non-Lead - Plastic | No | After 2014 |  | Non-Lead - Plastic | After 2014 |  | Non-Lead | No | No |  | Single Family Residence | No | No | No | Tier 5
15500459 | 108 | Silver Glen Drive | Kyle | 78640 | Cool Springs Subdivision | 29.9592 | -97.8518 | Non-Lead - Plastic | No | After 2014 |  | Non-Lead - Plastic | After 2014 |  | Non-Lead | No | No |  | Single Family Residence | No | No | No | Tier 5
9467142 | 111 | Silver Glen Drive | Kyle | 78640 | Cool Springs Subdivision | 29.9591 | -97.8514 | Non-Lead - Plastic | No | After 2014 |  | Non-Lead - Plastic | After 2014 |  | Non-Lead | No | No |  | Single Family Residence | No | No | No | Tier 5
9466384 | 121 | Silver Glen Drive | Kyle | 78640 | Cool Springs Subdivision | 29.959 | -97.8514 | Non-Lead - Plastic | No | After 2014 |  | Non-Lead - Plastic | After 2014 |  | Non-Lead | No | No |  | Single Family Residence | No | No | No | Tier 5
15511573 | 124 | Silver Glen Drive | Kyle | 78640 | Cool Springs Subdivision | 29.959 | -97.852 | Non-Lead - Plastic | No | After 2014 |  | Non-Lead - Plastic | After 2014 |  | Non-Lead | No | No |  | Single Family Residence | No | No | No | Tier 5
9382107 | 131 | Silver Glen Drive | Kyle | 78640 | Cool Springs Subdivision | 29.9588 | -97.8515 | Non-Lead - Plastic | No | After 2014 |  | Non-Lead - Plastic | After 2014 |  | Non-Lead | No | No |  | Single Family Residence | No | No | No | Tier 5
15506887 | 140 | Silver Glen Drive | Kyle | 78640 | Cool Springs Subdivision | 29.9589 | -97.8521 | Non-Lead - Plastic | No | After 2014 |  | Non-Lead - Plastic | After 2014 |  | Non-Lead | No | No |  | Single Family Residence | No | No | No | Tier 5
15886634 | 141 | Silver Glen Drive | Kyle | 78640 | 09380172, Cool Springs Subdivision | 29.9587 | -97.8516 | Non-Lead - Plastic | No | After 2014 |  | Non-Lead - Plastic | After 2014 |  | Non-Lead | No | No |  | Single Family Residence | No | No | No | Tier 5
9380172 | 151 | Silver Glen Drive | Kyle | 78640 | 09381462, Cool Springs Subdivision | 29.9585 | -97.8516 | Non-Lead - Plastic | No | After 2014 |  | Non-Lead - Plastic | After 2014 |  | Non-Lead | No | No |  | Single Family Residence | No | No | No | Tier 5
15511595 | 156 | Silver Glen Drive | Kyle | 78640 | Cool Springs Subdivision | 29.9587 | -97.8522 | Non-Lead - Plastic | No | After 2014 |  | Non-Lead - Plastic | After 2014 |  | Non-Lead | No | No |  | Single Family Residence | No | No | No | Tier 5
9457647 | 170 | Silver Glen Drive | Kyle | 78640 | Cool Springs Subdivision | 29.9586 | -97.8523 | Non-Lead - Plastic | No | After 2014 |  | Non-Lead - Plastic | After 2014 |  | Non-Lead | No | No |  | Single Family Residence | No | No | No | Tier 5
15530612 | 171 | Silver Glen Drive | Kyle | 78640 | 15886634, Cool Springs Subdivision | 29.9583 | -97.8519 | Non-Lead - Plastic | No | After 2014 |  | Non-Lead - Plastic | After 2014 |  | Non-Lead | No | No |  | Single Family Residence | No | No | No | Tier 5
15888012 | 181 | Silver Glen Drive | Kyle | 78640 | Cool Springs Subdivision | 29.9582 | -97.852 | Non-Lead - Plastic | No | After 2014 |  | Non-Lead - Plastic | After 2014 |  | Non-Lead | No | No |  | Single Family Residence | No | No | No | Tier 5
15532143 | 182 | Silver Glen Drive | Kyle | 78640 | 15886616, Cool Springs Subdivision | 29.9585 | -97.8524 | Non-Lead - Plastic | No | After 2014 |  | Non-Lead - Plastic | After 2014 |  | Non-Lead | No | No |  | Single Family Residence | No | No | No | Tier 5
9384169 | 191 | Silver Glen Drive | Kyle | 78640 | Cool Springs Subdivision | 29.9581 | -97.8521 | Non-Lead - Plastic | No | After 2014 |  | Non-Lead - Plastic | After 2014 |  | Non-Lead | No | No |  | Single Family Residence | No | No | No | Tier 5
15850644 | 194 | Silver Glen Drive | Kyle | 78640 | Cool Springs Subdivision | 29.9584 | -97.8525 | Non-Lead - Plastic | No | After 2014 |  | Non-Lead - Plastic | After 2014 |  | Non-Lead | No | No |  | Single Family Residence | No | No | No | Tier 5
15880663 | 201 | Silver Glen Drive | Kyle | 78640 | Cool Springs Subdivision | 29.958 | -97.8522 | Non-Lead - Plastic | No | After 2014 |  | Non-Lead - Plastic | After 2014 |  | Non-Lead | No | No |  | Single Family Residence | No | No | No | Tier 5
15803387 | 206 | Silver Glen Drive | Kyle | 78640 | Cool Springs Subdivision | 29.9583 | -97.8527 | Non-Lead - Plastic | No | After 2014 |  | Non-Lead - Plastic | After 2014 |  | Non-Lead | No | No |  | Single Family Residence | No | No | No | Tier 5
15905008 | 211 | Silver Glen Drive | Kyle | 78640 | Cool Springs Subdivision | 29.9579 | -97.8524 | Non-Lead - Plastic | No | After 2014 |  | Non-Lead - Plastic | After 2014 |  | Non-Lead | No | No |  | Single Family Residence | No | No | No | Tier 5
15886556 | 218 | Silver Glen Drive | Kyle | 78640 | Cool Springs Subdivision | 29.9582 | -97.8528 | Non-Lead - Plastic | No | After 2014 |  | Non-Lead - Plastic | After 2014 |  | Non-Lead | No | No |  | Single Family Residence | No | No | No | Tier 5
15875729 | 230 | Silver Glen Drive | Kyle | 78640 | Cool Springs Subdivision | 29.9581 | -97.8529 | Non-Lead - Plastic | No | After 2014 |  | Non-Lead - Plastic | After 2014 |  | Non-Lead | No | No |  | Single Family Residence | No | No | No | Tier 5
15807338 | 242 | Silver Glen Drive | Kyle | 78640 | Cool Springs Subdivision | 29.958 | -97.853 | Non-Lead - Plastic | No | After 2014 |  | Non-Lead - Plastic | After 2014 |  | Non-Lead | No | No |  | Single Family Residence | No | No | No | Tier 5
15540818 | 247 | Silver Glen Drive | Kyle | 78640 | Cool Springs Subdivision | 29.9576 | -97.8527 | Non-Lead - Plastic | No | After 2014 |  | Non-Lead - Plastic | After 2014 |  | Non-Lead | No | No |  | Single Family Residence | No | No | No | Tier 5
15859694 | 254 | Silver Glen Drive | Kyle | 78640 | Cool Springs Subdivision | 29.9579 | -97.8531 | Non-Lead - Plastic | No | After 2014 |  | Non-Lead - Plastic | After 2014 |  | Non-Lead | No | No |  | Single Family Residence | No | No | No | Tier 5
15853746 | 266 | Silver Glen Drive | Kyle | 78640 | Cool Springs Subdivision | 29.9578 | -97.8533 | Non-Lead - Plastic | No | After 2014 |  | Non-Lead - Plastic | After 2014 |  | Non-Lead | No | No |  | Single Family Residence | No | No | No | Tier 5
15776391 | 278 | Silver Glen Drive | Kyle | 78640 | Cool Springs Subdivision | 29.9576 | -97.8534 | Non-Lead - Plastic | No | After 2014 |  | Non-Lead - Plastic | After 2014 |  | Non-Lead | No | No |  | Single Family Residence | No | No | No | Tier 5
15778067 | 307 | Silver Glen Drive | Kyle | 78640 | Cool Springs Subdivision | 29.957 | -97.8533 | Non-Lead - Plastic | No | After 2014 |  | Non-Lead - Plastic | After 2014 |  | Non-Lead | No | No |  | Single Family Residence | No | No | No | Tier 5
9400650 | 319 | Silver Glen Drive | Kyle | 78640 | Cool Springs Subdivision | 29.9569 | -97.8534 | Non-Lead - Plastic | No | After 2014 |  | Non-Lead - Plastic | After 2014 |  | Non-Lead | No | No |  | Single Family Residence | No | No | No | Tier 5
15541499 | 320 | Silver Glen Drive | Kyle | 78640 | Cool Springs Subdivision | 29.9572 | -97.8538 | Non-Lead - Plastic | No | After 2014 |  | Non-Lead - Plastic | After 2014 |  | Non-Lead | No | No |  | Single Family Residence | No | No | No | Tier 5
9381460 | 331 | Silver Glen Drive | Kyle | 78640 | Cool Springs Subdivision | 29.9568 | -97.8536 | Non-Lead - Plastic | No | After 2014 |  | Non-Lead - Plastic | After 2014 |  | Non-Lead | No | No |  | Single Family Residence | No | No | No | Tier 5
15542598 | 332 | Silver Glen Drive | Kyle | 78640 | Cool Springs Subdivision | 29.9571 | -97.854 | Non-Lead - Plastic | No | After 2014 |  | Non-Lead - Plastic | After 2014 |  | Non-Lead | No | No |  | Single Family Residence | No | No | No | Tier 5
15581686 | 344 | Silver Glen Drive | Kyle | 78640 | Cool Springs Subdivision | 29.957 | -97.8541 | Non-Lead - Plastic | No | After 2014 |  | Non-Lead - Plastic | After 2014 |  | Non-Lead | No | No |  | Single Family Residence | No | No | No | Tier 5
15999413 | 355 | Silver Glen Drive | Kyle | 78640 | Cool Springs Subdivision | 29.9565 | -97.8539 | Non-Lead - Plastic | No | After 2014 |  | Non-Lead - Plastic | After 2014 |  | Non-Lead | No | No |  | Single Family Residence | No | No | No | Tier 5
9458546 | 368 | Silver Glen Drive | Kyle | 78640 | Cool Springs Subdivision | 29.9566 | -97.8543 | Non-Lead - Plastic | No | After 2014 |  | Non-Lead - Plastic | After 2014 |  | Non-Lead | No | No |  | Single Family Residence | No | No | No | Tier 5
15507641 | 125 | Salt Springs Road | Kyle | 78640 | Cool Springs Subdivision | 29.9597 | -97.8524 | Non-Lead - Plastic | No | After 2014 |  | Non-Lead - Plastic | After 2014 |  | Non-Lead | No | No |  | Single Family Residence | No | No | No | Tier 5
15511237 | 135 | Salt Springs Road | Kyle | 78640 | Cool Springs Subdivision | 29.9595 | -97.8525 | Non-Lead - Plastic | No | After 2014 |  | Non-Lead - Plastic | After 2014 |  | Non-Lead | No | No |  | Single Family Residence | No | No | No | Tier 5
15877289 | 145 | Salt Springs Road | Kyle | 78640 | Cool Springs Subdivision | 29.9593 | -97.8525 | Non-Lead - Plastic | No | After 2014 |  | Non-Lead - Plastic | After 2014 |  | Non-Lead | No | No |  | Single Family Residence | No | No | No | Tier 5
15915874 | 155 | Salt Springs Road | Kyle | 78640 | Cool Springs Subdivision | 29.9592 | -97.8525 | Non-Lead - Plastic | No | After 2014 |  | Non-Lead - Plastic | After 2014 |  | Non-Lead | No | No |  | Single Family Residence | No | No | No | Tier 5
15532613 | 165 | Salt Springs Road | Kyle | 78640 | Cool Springs Subdivision | 29.959 | -97.8526 | Non-Lead - Plastic | No | After 2014 |  | Non-Lead - Plastic | After 2014 |  | Non-Lead | No | No |  | Single Family Residence | No | No | No | Tier 5
15869520 | 174 | Salt Springs Road | Kyle | 78640 | Cool Springs Subdivision | 29.9592 | -97.8531 | Non-Lead - Plastic | No | After 2014 |  | Non-Lead - Plastic | After 2014 |  | Non-Lead | No | No |  | Single Family Residence | No | No | No | Tier 5
15542675 | 175 | Salt Springs Road | Kyle | 78640 | Cool Springs Subdivision | 29.9589 | -97.8528 | Non-Lead - Plastic | No | After 2014 |  | Non-Lead - Plastic | After 2014 |  | Non-Lead | No | No |  | Single Family Residence | No | No | No | Tier 5
15990179 | 185 | Salt Springs Road | Kyle | 78640 | Cool Springs Subdivision | 29.9588 | -97.8529 | Non-Lead - Plastic | No | After 2014 |  | Non-Lead - Plastic | After 2014 |  | Non-Lead | No | No |  | Single Family Residence | No | No | No | Tier 5
9383172 | 186 | Salt Springs Road | Kyle | 78640 | Cool Springs Subdivision | 29.9591 | -97.8533 | Non-Lead - Plastic | No | After 2014 |  | Non-Lead - Plastic | After 2014 |  | Non-Lead | No | No |  | Single Family Residence | No | No | No | Tier 5
15770800 | 195 | Salt Springs Road | Kyle | 78640 | Cool Springs Subdivision | 29.9587 | -97.853 | Non-Lead - Plastic | No | After 2014 |  | Non-Lead - Plastic | After 2014 |  | Non-Lead | No | No |  | Single Family Residence | No | No | No | Tier 5
9383167 | 198 | Salt Springs Road | Kyle | 78640 | Cool Springs Subdivision | 29.959 | -97.8535 | Non-Lead - Plastic | No | After 2014 |  | Non-Lead - Plastic | After 2014 |  | Non-Lead | No | No |  | Single Family Residence | No | No | No | Tier 5
15990141 | 205 | Salt Springs Road | Kyle | 78640 | Cool Springs Subdivision | 29.9586 | -97.8531 | Non-Lead - Plastic | No | After 2014 |  | Non-Lead - Plastic | After 2014 |  | Non-Lead | No | No |  | Single Family Residence | No | No | No | Tier 5
15990226 | 210 | Salt Springs Road | Kyle | 78640 | Cool Springs Subdivision | 29.9589 | -97.8536 | Non-Lead - Plastic | No | After 2014 |  | Non-Lead - Plastic | After 2014 |  | Non-Lead | No | No |  | Single Family Residence | No | No | No | Tier 5
15996500 | 215 | Salt Springs Road | Kyle | 78640 | Cool Springs Subdivision | 29.9585 | -97.8533 | Non-Lead - Plastic | No | After 2014 |  | Non-Lead - Plastic | After 2014 |  | Non-Lead | No | No |  | Single Family Residence | No | No | No | Tier 5
15802635 | 222 | Salt Springs Road | Kyle | 78640 | Cool Springs Subdivision | 29.9587 | -97.8537 | Non-Lead - Plastic | No | After 2014 |  | Non-Lead - Plastic | After 2014 |  | Non-Lead | No | No |  | Single Family Residence | No | No | No | Tier 5
15990185 | 225 | Salt Springs Road | Kyle | 78640 | Cool Springs Subdivision | 29.9583 | -97.8534 | Non-Lead - Plastic | No | After 2014 |  | Non-Lead - Plastic | After 2014 |  | Non-Lead | No | No |  | Single Family Residence | No | No | No | Tier 5
15532786 | 234 | Salt Springs Road | Kyle | 78640 | Cool Springs Subdivision | 29.9586 | -97.8539 | Non-Lead - Plastic | No | After 2014 |  | Non-Lead - Plastic | After 2014 |  | Non-Lead | No | No |  | Single Family Residence | No | No | No | Tier 5
15972695 | 235 | Salt Springs Road | Kyle | 78640 | 15990164, Cool Springs Subdivision | 29.9582 | -97.8535 | Non-Lead - Plastic | No | After 2014 |  | Non-Lead - Plastic | After 2014 |  | Non-Lead | No | No |  | Single Family Residence | No | No | No | Tier 5
15989368 | 245 | Salt Springs Road | Kyle | 78640 | Cool Springs Subdivision | 29.9581 | -97.8536 | Non-Lead - Plastic | No | After 2014 |  | Non-Lead - Plastic | After 2014 |  | Non-Lead | No | No |  | Single Family Residence | No | No | No | Tier 5
9535908 | 246 | Salt Springs Road | Kyle | 78640 | Cool Springs Subdivision | 29.9584 | -97.8539 | Non-Lead - Plastic | No | After 2014 |  | Non-Lead - Plastic | After 2014 |  | Non-Lead | No | No |  | Single Family Residence | No | No | No | Tier 5
15990210 | 255 | Salt Springs Road | Kyle | 78640 | Cool Springs Subdivision | 29.958 | -97.8538 | Non-Lead - Plastic | No | After 2014 |  | Non-Lead - Plastic | After 2014 |  | Non-Lead | No | No |  | Single Family Residence | No | No | No | Tier 5
9382104 | 265 | Salt Springs Road | Kyle | 78640 | Cool Springs Subdivision | 29.9579 | -97.8539 | Non-Lead - Plastic | No | After 2014 |  | Non-Lead - Plastic | After 2014 |  | Non-Lead | No | No |  | Single Family Residence | No | No | No | Tier 5
15913235 | 200 | Blue Springs Pass | Kyle | 78640 | Cool Springs Subdivision | 29.9583 | -97.8542 | Non-Lead - Plastic | No | After 2014 |  | Non-Lead - Plastic | After 2014 |  | Non-Lead | No | No |  | Single Family Residence | No | No | No | Tier 5
15879543 | 201 | Blue Springs Pass | Kyle | 78640 | Cool Springs Subdivision | 29.9579 | -97.8546 | Non-Lead - Plastic | No | After 2014 |  | Non-Lead - Plastic | After 2014 |  | Non-Lead | No | No |  | Single Family Residence | No | No | No | Tier 5
15871396 | 214 | Blue Springs Pass | Kyle | 78640 | Cool Springs Subdivision | 29.9584 | -97.8543 | Non-Lead - Plastic | No | After 2014 |  | Non-Lead - Plastic | After 2014 |  | Non-Lead | No | No |  | Single Family Residence | No | No | No | Tier 5
15870906 | 228 | Blue Springs Pass | Kyle | 78640 | Cool Springs Subdivision | 29.9585 | -97.8545 | Non-Lead - Plastic | No | After 2014 |  | Non-Lead - Plastic | After 2014 |  | Non-Lead | No | No |  | Single Family Residence | No | No | No | Tier 5
15501470 | 241 | Blue Springs Pass | Kyle | 78640 | Cool Springs Subdivision | 29.9584 | -97.8551 | Non-Lead - Plastic | No | After 2014 |  | Non-Lead - Plastic | After 2014 |  | Non-Lead | No | No |  | Single Family Residence | No | No | No | Tier 5
15510629 | 251 | Blue Springs Pass | Kyle | 78640 | Cool Springs Subdivision | 29.9584 | -97.8552 | Non-Lead - Plastic | No | After 2014 |  | Non-Lead - Plastic | After 2014 |  | Non-Lead | No | No |  | Single Family Residence | No | No | No | Tier 5
15511605 | 261 | Blue Springs Pass | Kyle | 78640 | Cool Springs Subdivision | 29.9586 | -97.8553 | Non-Lead - Plastic | No | After 2014 |  | Non-Lead - Plastic | After 2014 |  | Non-Lead | No | No |  | Single Family Residence | No | No | No | Tier 5
15999435 | 271 | Blue Springs Pass | Kyle | 78640 | Cool Springs Subdivision | 29.9586 | -97.8554 | Non-Lead - Plastic | No | After 2014 |  | Non-Lead - Plastic | After 2014 |  | Non-Lead | No | No |  | Single Family Residence | No | No | No | Tier 5
15594302 | 274 | Blue Springs Pass | Kyle | 78640 | Cool Springs Subdivision | 29.9591 | -97.855 | Non-Lead - Plastic | No | After 2014 |  | Non-Lead - Plastic | After 2014 |  | Non-Lead | No | No |  | Single Family Residence | No | No | No | Tier 5
15999405 | 281 | Blue Springs Pass | Kyle | 78640 | Cool Springs Subdivision | 29.9588 | -97.8555 | Non-Lead - Plastic | No | After 2014 |  | Non-Lead - Plastic | After 2014 |  | Non-Lead | No | No |  | Single Family Residence | No | No | No | Tier 5
15512497 | 291 | Blue Springs Pass | Kyle | 78640 | Cool Springs Subdivision | 29.9589 | -97.8557 | Non-Lead - Plastic | No | After 2014 |  | Non-Lead - Plastic | After 2014 |  | Non-Lead | No | No |  | Single Family Residence | No | No | No | Tier 5
9404394 | 298 | Blue Springs Pass | Kyle | 78640 | Cool Springs Subdivision | 29.9593 | -97.8554 | Non-Lead - Plastic | No | After 2014 |  | Non-Lead - Plastic | After 2014 |  | Non-Lead | No | No |  | Single Family Residence | No | No | No | Tier 5
15501917 | 301 | Blue Springs Pass | Kyle | 78640 | Cool Springs Subdivision | 29.9589 | -97.8558 | Non-Lead - Plastic | No | After 2014 |  | Non-Lead - Plastic | After 2014 |  | Non-Lead | No | No |  | Single Family Residence | No | No | No | Tier 5
15501475 | 310 | Blue Springs Pass | Kyle | 78640 | Cool Springs Subdivision | 29.9594 | -97.8556 | Non-Lead - Plastic | No | After 2014 |  | Non-Lead - Plastic | After 2014 |  | Non-Lead | No | No |  | Single Family Residence | No | No | No | Tier 5
15509153 | 311 | Blue Springs Pass | Kyle | 78640 | Cool Springs Subdivision | 29.9591 | -97.856 | Non-Lead - Plastic | No | After 2014 |  | Non-Lead - Plastic | After 2014 |  | Non-Lead | No | No |  | Single Family Residence | No | No | No | Tier 5
15522470 | 321 | Blue Springs Pass | Kyle | 78640 | Cool Springs Subdivision | 29.9592 | -97.856 | Non-Lead - Plastic | No | After 2014 |  | Non-Lead - Plastic | After 2014 |  | Non-Lead | No | No |  | Single Family Residence | No | No | No | Tier 5
9528699 | 112 | Manatee Lane | Kyle | 78640 | Cool Springs Subdivision | 29.9594 | -97.8545 | Non-Lead - Plastic | No | After 2014 |  | Non-Lead - Plastic | After 2014 |  | Non-Lead | No | No |  | Single Family Residence | No | No | No | Tier 5
9458371 | 117 | Manatee Lane | Kyle | 78640 | Cool Springs Subdivision | 29.9592 | -97.8539 | Non-Lead - Plastic | No | After 2014 |  | Non-Lead - Plastic | After 2014 |  | Non-Lead | No | No |  | Single Family Residence | No | No | No | Tier 5
15985657 | 129 | Manatee Lane | Kyle | 78640 | Cool Springs Subdivision | 29.959 | -97.854 | Non-Lead - Plastic | No | After 2014 |  | Non-Lead - Plastic | After 2014 |  | Non-Lead | No | No |  | Single Family Residence | No | No | No | Tier 5
15989624 | 141 | Manatee Lane | Kyle | 78640 | Cool Springs Subdivision | 29.9588 | -97.8541 | Non-Lead - Plastic | No | After 2014 |  | Non-Lead - Plastic | After 2014 |  | Non-Lead | No | No |  | Single Family Residence | No | No | No | Tier 5
15829779 | 158 | Manatee Lane | Kyle | 78640 | Cool Springs Subdivision | 29.9589 | -97.8548 | Non-Lead - Plastic | No | After 2014 |  | Non-Lead - Plastic | After 2014 |  | Non-Lead | No | No |  | Single Family Residence | No | No | No | Tier 5
15989497 | 172 | Manatee Lane | Kyle | 78640 | Cool Springs Subdivision | 29.9588 | -97.8549 | Non-Lead - Plastic | No | After 2014 |  | Non-Lead - Plastic | After 2014 |  | Non-Lead | No | No |  | Single Family Residence | No | No | No | Tier 5
9639497 | 200 | Vortex Pass | Kyle | 78640 | Cool Springs Subdivision | 29.9567 | -97.8563 | Non-Lead - Plastic | No | After 2014 |  | Non-Lead - Plastic | After 2014 |  | Non-Lead | No | No |  | Single Family Residence | No | No | No | Tier 5
9639791 | 212 | Vortex Pass | Kyle | 78640 | Cool Springs Subdivision | 29.9569 | -97.8564 | Non-Lead - Plastic | No | After 2014 |  | Non-Lead - Plastic | After 2014 |  | Non-Lead | No | No |  | Single Family Residence | No | No | No | Tier 5
9640158 | 224 | Vortex Pass | Kyle | 78640 | Cool Springs Subdivision | 29.957 | -97.8566 | Non-Lead - Plastic | No | After 2014 |  | Non-Lead - Plastic | After 2014 |  | Non-Lead | No | No |  | Single Family Residence | No | No | No | Tier 5
9636268 | 236 | Vortex Pass | Kyle | 78640 | Cool Springs Subdivision | 29.9571 | -97.8567 | Non-Lead - Plastic | No | After 2014 |  | Non-Lead - Plastic | After 2014 |  | Non-Lead | No | No |  | Single Family Residence | No | No | No | Tier 5
3662501 | 272 | Vortex Pass | Kyle | 78640 | Cool Springs Subdivision | 29.9575 | -97.8572 | Non-Lead - Plastic | No | After 2014 |  | Non-Lead - Plastic | After 2014 |  | Non-Lead | No | No |  | Single Family Residence | No | No | No | Tier 5
3664655 | 284 | Vortex Pass | Kyle | 78640 | Cool Springs Subdivision | 29.9576 | -97.8574 | Non-Lead - Plastic | No | After 2014 |  | Non-Lead - Plastic | After 2014 |  | Non-Lead | No | No |  | Single Family Residence | No | No | No | Tier 5
3661711 | 248 | Vortex Pass | Kyle | 78640 | Cool Springs Subdivision | 29.9572 | -97.8569 | Non-Lead - Plastic | No | After 2014 |  | Non-Lead - Plastic | After 2014 |  | Non-Lead | No | No |  | Single Family Residence | No | No | No | Tier 5
3665370 | 260 | Vortex Pass | Kyle | 78640 | Cool Springs Subdivision | 29.9574 | -97.857 | Non-Lead - Plastic | No | After 2014 |  | Non-Lead - Plastic | After 2014 |  | Non-Lead | No | No |  | Single Family Residence | No | No | No | Tier 5
3661938 | 296 | Vortex Pass | Kyle | 78640 | Cool Springs Subdivision | 29.9577 | -97.8575 | Non-Lead - Plastic | No | After 2014 |  | Non-Lead - Plastic | After 2014 |  | Non-Lead | No | No |  | Single Family Residence | No | No | No | Tier 5
3665436 | 308 | Vortex Pass | Kyle | 78640 | Cool Springs Subdivision | 29.9578 | -97.8577 | Non-Lead - Plastic | No | After 2014 |  | Non-Lead - Plastic | After 2014 |  | Non-Lead | No | No |  | Single Family Residence | No | No | No | Tier 5
9634319 | 111 | Otter Rd | Kyle | 78640 | Cool Springs Subdivision | 29.9569 | -97.856 | Non-Lead - Plastic | No | After 2014 |  | Non-Lead - Plastic | After 2014 |  | Non-Lead | No | No |  | Single Family Residence | No | No | No | Tier 5
15535878 | 301 | Salt Springs Road | Kyle | 78640 | Cool Springs Subdivision | 29.9575 | -97.8543 | Non-Lead - Plastic | No | After 2014 |  | Non-Lead - Plastic | After 2014 |  | Non-Lead | No | No |  | Single Family Residence | No | No | No | Tier 5
15532048 | 289 | Salt Springs Road | Kyle | 78640 | Cool Springs Subdivision | 29.9577 | -97.8542 | Non-Lead - Plastic | No | After 2014 |  | Non-Lead - Plastic | After 2014 |  | Non-Lead | No | No |  | Single Family Residence | No | No | No | Tier 5
9784552 | 169 | Vortex Pass | Kyle | 78640 | Cool Springs Subdivision | 29.956 | -97.8563 | Non-Lead - Plastic | No | After 2014 |  | Non-Lead - Plastic | After 2014 |  | Non-Lead | No | No |  | Single Family Residence | No | No | No | Tier 5
15642018 | 181 | Vortex Pass | Kyle | 78640 | Cool Springs Subdivision | 29.9562 | -97.8565 | Non-Lead - Plastic | No | After 2014 |  | Non-Lead - Plastic | After 2014 |  | Non-Lead | No | No |  | Single Family Residence | No | No | No | Tier 5
6354519 | 193 | Vortex Pass | Kyle | 78640 | 15640460, Cool Springs Subdivision | 29.9563 | -97.8566 | Non-Lead - Plastic | No | After 2014 |  | Non-Lead - Plastic | After 2014 |  | Non-Lead | No | No |  | Single Family Residence | No | No | No | Tier 5
15686820 | 205 | Vortex Pass | Kyle | 78640 | Cool Springs Subdivision | 29.9564 | -97.8568 | Non-Lead - Plastic | No | After 2014 |  | Non-Lead - Plastic | After 2014 |  | Non-Lead | No | No |  | Single Family Residence | No | No | No | Tier 5
9639363 | 141 | Vortex Pass | Kyle | 78640 | Cool Springs Subdivision | 29.9556 | -97.8559 | Non-Lead - Plastic | No | After 2014 |  | Non-Lead - Plastic | After 2014 |  | Non-Lead | No | No |  | Single Family Residence | No | No | No | Tier 5
9661813 | 117 | Vortex Pass | Kyle | 78640 | Cool Springs Subdivision | 29.9553 | -97.8556 | Non-Lead - Plastic | No | After 2014 |  | Non-Lead - Plastic | After 2014 |  | Non-Lead | No | No |  | Single Family Residence | No | No | No | Tier 5
9624291 | 109 | Vortex Pass | Kyle | 78640 | Cool Springs Subdivision | 29.9552 | -97.8554 | Non-Lead - Plastic | No | After 2014 |  | Non-Lead - Plastic | After 2014 |  | Non-Lead | No | No |  | Single Family Residence | No | No | No | Tier 5
9786204 | 153 | Vortex Pass | Kyle | 78640 | Cool Springs Subdivision | 29.9558 | -97.856 | Non-Lead - Plastic | No | After 2014 |  | Non-Lead - Plastic | After 2014 |  | Non-Lead | No | No |  | Single Family Residence | No | No | No | Tier 5
9626774 | 138 | Vortex Pass | Kyle | 78640 | Cool Springs Subdivision | 29.9561 | -97.8556 | Non-Lead - Plastic | No | After 2014 |  | Non-Lead - Plastic | After 2014 |  | Non-Lead | No | No |  | Single Family Residence | No | No | No | Tier 5
9630129 | 126 | Vortex Pass | Kyle | 78640 | Cool Springs Subdivision | 29.9559 | -97.8552 | Non-Lead - Plastic | No | After 2014 |  | Non-Lead - Plastic | After 2014 |  | Non-Lead | No | No |  | Single Family Residence | No | No | No | Tier 5
9639386 | 116 | Vortex Pass | Kyle | 78640 | Cool Springs Subdivision | 29.956 | -97.8545 | Non-Lead - Plastic | No | After 2014 |  | Non-Lead - Plastic | After 2014 |  | Non-Lead | No | No |  | Single Family Residence | No | No | No | Tier 5
9641368 | 108 | Vortex Pass | Kyle | 78640 | Cool Springs Subdivision | 29.9555 | -97.8549 | Non-Lead - Plastic | No | After 2014 |  | Non-Lead - Plastic | After 2014 |  | Non-Lead | No | No |  | Single Family Residence | No | No | No | Tier 5
9789627 | 100 | Vortex Pass | Kyle | 78640 | Cool Springs Subdivision | 29.9557 | -97.8546 | Non-Lead - Plastic | No | After 2014 |  | Non-Lead - Plastic | After 2014 |  | Non-Lead | No | No |  | Single Family Residence | No | No | No | Tier 5
9626776 | 150 | Vortex Pass | Kyle | 78640 | Cool Springs Subdivision | 29.9561 | -97.8556 | Non-Lead - Plastic | No | After 2014 |  | Non-Lead - Plastic | After 2014 |  | Non-Lead | No | No |  | Single Family Residence | No | No | No | Tier 5
9638757 | 644 | Silver Springs Bend | Kyle | 78640 | Cool Springs Subdivision | 29.9588 | -97.8569 | Non-Lead - Plastic | No | After 2014 |  | Non-Lead - Plastic | After 2014 |  | Non-Lead | No | No |  | Single Family Residence | No | No | No | Tier 5
9643192 | 656 | Silver Springs Bend | Kyle | 78640 | Cool Springs Subdivision | 29.9584 | -97.8577 | Non-Lead - Plastic | No | After 2014 |  | Non-Lead - Plastic | After 2014 |  | Non-Lead | No | No |  | Single Family Residence | No | No | No | Tier 5
15999169 | 678 | Silver Springs Bend | Kyle | 78640 | Cool Springs Subdivision | 29.9582 | -97.8578 | Non-Lead - Plastic | No | After 2014 |  | Non-Lead - Plastic | After 2014 |  | Non-Lead | No | No |  | Single Family Residence | No | No | No | Tier 5
9643917 | 690 | Silver Springs Bend | Kyle | 78640 | Cool Springs Subdivision | 29.9581 | -97.858 | Non-Lead - Plastic | No | After 2014 |  | Non-Lead - Plastic | After 2014 |  | Non-Lead | No | No |  | Single Family Residence | No | No | No | Tier 5
1501962 | 702 | Silver Springs Bend | Kyle | 78640 | 00964082, Cool Springs Subdivision | 29.9583 | -97.8576 | Non-Lead - Plastic | No | After 2014 |  | Non-Lead - Plastic | After 2014 |  | Non-Lead | No | No |  | Single Family Residence | No | No | No | Tier 5
1436048 | 714 | Silver Springs Bend | Kyle | 78640 | 09750816, Cool Springs Subdivision | 29.9578 | -97.8583 | Non-Lead - Plastic | No | After 2014 |  | Non-Lead - Plastic | After 2014 |  | Non-Lead | No | No |  | Single Family Residence | No | No | No | Tier 5
9640195 | 265 | Vortex Pass | Kyle | 78640 | Cool Springs Subdivision | 29.9571 | -97.8575 | Non-Lead - Plastic | No | After 2014 |  | Non-Lead - Plastic | After 2014 |  | Non-Lead | No | No |  | Single Family Residence | No | No | No | Tier 5
3355268 | 241 | Vortez Pass | Kyle | 78640 | Cool Springs Subdivision | 29.9568 | -97.8572 | Non-Lead - Plastic | No | After 2014 |  | Non-Lead - Plastic | After 2014 |  | Non-Lead | No | No |  | Single Family Residence | No | No | No | Tier 5
3352379 | 289 | Vortex Pass | Kyle | 78640 | Cool Springs Subdivision | 29.9573 | -97.8578 | Non-Lead - Plastic | No | After 2014 |  | Non-Lead - Plastic | After 2014 |  | Non-Lead | No | No |  | Single Family Residence | No | No | No | Tier 5
3349438 | 277 | Vortex Pass | Kyle | 78640 | Cool Springs Subdivision | 29.9571 | -97.8577 | Non-Lead - Plastic | No | After 2014 |  | Non-Lead - Plastic | After 2014 |  | Non-Lead | No | No |  | Single Family Residence | No | No | No | Tier 5
3352125 | 313 | Vortex Pass | Kyle | 78640 | Cool Springs Subdivision | 29.9575 | -97.8581 | Non-Lead - Plastic | No | After 2014 |  | Non-Lead - Plastic | After 2014 |  | Non-Lead | No | No |  | Single Family Residence | No | No | No | Tier 5
9746472 | 325 | Vortex Pass | Kyle | 78640 | Cool Springs Subdivision | 29.9576 | -97.8583 | Non-Lead - Plastic | No | After 2014 |  | Non-Lead - Plastic | After 2014 |  | Non-Lead | No | No |  | Single Family Residence | No | No | No | Tier 5
9628584 | 129 | Vortex Pass | Kyle | 78640 | Cool Springs Subdivision | 29.9555 | -97.8557 | Non-Lead - Plastic | No | After 2014 |  | Non-Lead - Plastic | After 2014 |  | Non-Lead | No | No |  | Single Family Residence | No | No | No | Tier 5
3660986 | 301 | Vortex Pass | Kyle | 78640 | Cool Springs Subdivision | 29.9574 | -97.8579 | Non-Lead - Plastic | No | After 2014 |  | Non-Lead - Plastic | After 2014 |  | Non-Lead | No | No |  | Single Family Residence | No | No | No | Tier 5
9643890 | 229 | Vortex Pass | Kyle | 78640 | Cool Springs Subdivision | 29.9567 | -97.857 | Non-Lead - Plastic | No | After 2014 |  | Non-Lead - Plastic | After 2014 |  | Non-Lead | No | No |  | Single Family Residence | No | No | No | Tier 5
9643935 | 124 | Otter Road | Kyle | 78640 | Cool Springs Subdivision | 29.9574 | -97.8558 | Non-Lead - Plastic | No | After 2014 |  | Non-Lead - Plastic | After 2014 |  | Non-Lead | No | No |  | Single Family Residence | No | No | No | Tier 5
9789241 | 217 | Vortex Pass | Kyle | 78640 | Cool Springs Subdivision | 29.9566 | -97.8569 | Non-Lead - Plastic | No | After 2014 |  | Non-Lead - Plastic | After 2014 |  | Non-Lead | No | No |  | Single Family Residence | No | No | No | Tier 5
9783033 | 136 | Otter Road | Kyle | 78640 | Cool Springs Subdivision | 29.9576 | -97.8559 | Non-Lead - Plastic | No | After 2014 |  | Non-Lead - Plastic | After 2014 |  | Non-Lead | No | No |  | Single Family Residence | No | No | No | Tier 5
9789247 | 100 | Otter Road | Kyle | 78640 | Cool Springs Subdivision | 29.9572 | -97.8555 | Non-Lead - Plastic | No | After 2014 |  | Non-Lead - Plastic | After 2014 |  | Non-Lead | No | No |  | Single Family Residence | No | No | No | Tier 5
9784598 | 112 | Otter Road | Kyle | 78640 | Cool Springs Subdivision | 29.9573 | -97.8556 | Non-Lead - Plastic | No | After 2014 |  | Non-Lead - Plastic | After 2014 |  | Non-Lead | No | No |  | Single Family Residence | No | No | No | Tier 5
3890162 | 172 | Otter Road | Kyle | 78640 | 09785796, Cool Springs Subdivision | 29.9579 | -97.8564 | Non-Lead - Plastic | No | After 2014 |  | Non-Lead - Plastic | After 2014 |  | Non-Lead | No | No |  | Single Family Residence | No | No | No | Tier 5
9643894 | 148 | Otter Road | Kyle | 78640 | Cool Springs Subdivision | 29.9577 | -97.856 | Non-Lead - Plastic | No | After 2014 |  | Non-Lead - Plastic | After 2014 |  | Non-Lead | No | No |  | Single Family Residence | No | No | No | Tier 5
15664053 | 123 | Otter Road | Kyle | 78640 | Cool Springs Subdivision | 29.9573 | -97.8557 | Non-Lead - Plastic | No | After 2014 |  | Non-Lead - Plastic | After 2014 |  | Non-Lead | No | No |  | Single Family Residence | No | No | No | Tier 5
3659431 | 184 | Otter Road | Kyle | 78640 | Cool Springs Subdivision | 29.958 | -97.8565 | Non-Lead - Plastic | No | After 2014 |  | Non-Lead - Plastic | After 2014 |  | Non-Lead | No | No |  | Single Family Residence | No | No | No | Tier 5
3349078 | 220 | Otter Road | Kyle | 78640 | Cool Springs Subdivision | 29.9584 | -97.857 | Non-Lead - Plastic | No | After 2014 |  | Non-Lead - Plastic | After 2014 |  | Non-Lead | No | No |  | Single Family Residence | No | No | No | Tier 5
3663401 | 208 | Otter Road | Kyle | 78640 | Cool Springs Subdivision | 29.9583 | -97.8568 | Non-Lead - Plastic | No | After 2014 |  | Non-Lead - Plastic | After 2014 |  | Non-Lead | No | No |  | Single Family Residence | No | No | No | Tier 5
3352249 | 207 | Otter Road | Kyle | 78640 | Cool Springs Subdivision | 29.9579 | -97.8572 | Non-Lead - Plastic | No | After 2014 |  | Non-Lead - Plastic | After 2014 |  | Non-Lead | No | No |  | Single Family Residence | No | No | No | Tier 5
3341842 | 196 | Otter Road | Kyle | 78640 | Cool Springs Subdivision | 29.9582 | -97.8567 | Non-Lead - Plastic | No | After 2014 |  | Non-Lead - Plastic | After 2014 |  | Non-Lead | No | No |  | Single Family Residence | No | No | No | Tier 5
9753713 | 195 | Otter Road | Kyle | 78640 | Cool Springs Subdivision | 29.9578 | -97.8571 | Non-Lead - Plastic | No | After 2014 |  | Non-Lead - Plastic | After 2014 |  | Non-Lead | No | No |  | Single Family Residence | No | No | No | Tier 5
9748264 | 183 | Otter Road | Kyle | 78640 | Cool Springs Subdivision | 29.9577 | -97.8569 | Non-Lead - Plastic | No | After 2014 |  | Non-Lead - Plastic | After 2014 |  | Non-Lead | No | No |  | Single Family Residence | No | No | No | Tier 5
3659692 | 219 | Otter Road | Kyle | 78640 | Cool Springs Subdivision | 29.958 | -97.8574 | Non-Lead - Plastic | No | After 2014 |  | Non-Lead - Plastic | After 2014 |  | Non-Lead | No | No |  | Single Family Residence | No | No | No | Tier 5
9760309 | 159 | Otter Road | Kyle | 78640 | Cool Springs Subdivision | 29.957 | -97.856 | Non-Lead - Plastic | No | After 2014 |  | Non-Lead - Plastic | After 2014 |  | Non-Lead | No | No |  | Single Family Residence | No | No | No | Tier 5
9748295 | 147 | Otter Road | Kyle | 78640 | Cool Springs Subdivision | 29.9573 | -97.8565 | Non-Lead - Plastic | No | After 2014 |  | Non-Lead - Plastic | After 2014 |  | Non-Lead | No | No |  | Single Family Residence | No | No | No | Tier 5
9753168 | 135 | Otter Road | Kyle | 78640 | Cool Springs Subdivision | 29.9572 | -97.8563 | Non-Lead - Plastic | No | After 2014 |  | Non-Lead - Plastic | After 2014 |  | Non-Lead | No | No |  | Single Family Residence | No | No | No | Tier 5
9762406 | 171 | Otter Road | Kyle | 78640 | Cool Springs Subdivision | 29.9576 | -97.8568 | Non-Lead - Plastic | No | After 2014 |  | Non-Lead - Plastic | After 2014 |  | Non-Lead | No | No |  | Single Family Residence | No | No | No | Tier 5
3352248 | 197 | River Rise Road | Kyle | 78640 | Cool Springs Subdivision | 29.9584 | -97.8564 | Non-Lead - Plastic | No | After 2014 |  | Non-Lead - Plastic | After 2014 |  | Non-Lead | No | No |  | Single Family Residence | No | No | No | Tier 5
3351013 | 220 | River Rise Road | Kyle | 78640 | Cool Springs Subdivision | 29.9589 | -97.8564 | Non-Lead - Plastic | No | After 2014 |  | Non-Lead - Plastic | After 2014 |  | Non-Lead | No | No |  | Single Family Residence | No | No | No | Tier 5
3660528 | 221 | River Rise Road | Kyle | 78640 | Cool Springs Subdivision | 29.9586 | -97.8567 | Non-Lead - Plastic | No | After 2014 |  | Non-Lead - Plastic | After 2014 |  | Non-Lead | No | No |  | Single Family Residence | No | No | No | Tier 5
3661179 | 209 | River Rise Road | Kyle | 78640 | Cool Springs Subdivision | 29.9585 | -97.8566 | Non-Lead - Plastic | No | After 2014 |  | Non-Lead - Plastic | After 2014 |  | Non-Lead | No | No |  | Single Family Residence | No | No | No | Tier 5
9634212 | 100 | River Rise Road | Kyle | 78640 | Cool Springs Subdivision | 29.9577 | -97.8548 | Non-Lead - Plastic | No | After 2014 |  | Non-Lead - Plastic | After 2014 |  | Non-Lead | No | No |  | Single Family Residence | No | No | No | Tier 5
9639243 | 112 | River Rise Road | Kyle | 78640 | Cool Springs Subdivision | 29.9579 | -97.855 | Non-Lead - Plastic | No | After 2014 |  | Non-Lead - Plastic | After 2014 |  | Non-Lead | No | No |  | Single Family Residence | No | No | No | Tier 5
9746752 | 101 | River Rise Road | Kyle | 78640 | Cool Springs Subdivision | 29.9574 | -97.8552 | Non-Lead - Plastic | No | After 2014 |  | Non-Lead - Plastic | After 2014 |  | Non-Lead | No | No |  | Single Family Residence | No | No | No | Tier 5
9543229 | 124 | River Rise Road | Kyle | 78640 | Cool Springs Subdivision | 29.958 | -97.8551 | Non-Lead - Plastic | No | After 2014 |  | Non-Lead - Plastic | After 2014 |  | Non-Lead | No | No |  | Single Family Residence | No | No | No | Tier 5
9516577 | 136 | River Rise Road | Kyle | 78640 | Cool Springs Subdivision | 29.9581 | -97.8553 | Non-Lead - Plastic | No | After 2014 |  | Non-Lead - Plastic | After 2014 |  | Non-Lead | No | No |  | Single Family Residence | No | No | No | Tier 5
9536291 | 160 | River Rise Road | Kyle | 78640 | Cool Springs Subdivision | 29.9584 | -97.8556 | Non-Lead - Plastic | No | After 2014 |  | Non-Lead - Plastic | After 2014 |  | Non-Lead | No | No |  | Single Family Residence | No | No | No | Tier 5
3352565 | 172 | River Rise Road | Kyle | 78640 | Cool Springs Subdivision | 29.9585 | -97.8557 | Non-Lead - Plastic | No | After 2014 |  | Non-Lead - Plastic | After 2014 |  | Non-Lead | No | No |  | Single Family Residence | No | No | No | Tier 5
3351911 | 184 | River Rise Road | Kyle | 78640 | Cool Springs Subdivision | 29.9586 | -97.8559 | Non-Lead - Plastic | No | After 2014 |  | Non-Lead - Plastic | After 2014 |  | Non-Lead | No | No |  | Single Family Residence | No | No | No | Tier 5
9633888 | 148 | River Rise Road | Kyle | 78640 | Cool Springs Subdivision | 29.9583 | -97.8554 | Non-Lead - Plastic | No | After 2014 |  | Non-Lead - Plastic | After 2014 |  | Non-Lead | No | No |  | Single Family Residence | No | No | No | Tier 5
3665368 | 196 | River Rise Road | Kyle | 78640 | Cool Springs Subdivision | 29.9587 | -97.856 | Non-Lead - Plastic | No | After 2014 |  | Non-Lead - Plastic | After 2014 |  | Non-Lead | No | No |  | Single Family Residence | No | No | No | Tier 5
3352512 | 208 | River Rise Road | Kyle | 78640 | Cool Springs Subdivision | 29.9589 | -97.8562 | Non-Lead - Plastic | No | After 2014 |  | Non-Lead - Plastic | After 2014 |  | Non-Lead | No | No |  | Single Family Residence | No | No | No | Tier 5
3662314 | 185 | River Rise Road | Kyle | 78640 | Cool Springs Subdivision | 29.9582 | -97.8563 | Non-Lead - Plastic | No | After 2014 |  | Non-Lead - Plastic | After 2014 |  | Non-Lead | No | No |  | Single Family Residence | No | No | No | Tier 5
3661608 | 173 | River Rise Road | Kyle | 78640 | Cool Springs Subdivision | 29.9581 | -97.8561 | Non-Lead - Plastic | No | After 2014 |  | Non-Lead - Plastic | After 2014 |  | Non-Lead | No | No |  | Single Family Residence | No | No | No | Tier 5
3352593 | 161 | River Rise Road | Kyle | 78640 | Cool Springs Subdivision | 29.958 | -97.856 | Non-Lead - Plastic | No | After 2014 |  | Non-Lead - Plastic | After 2014 |  | Non-Lead | No | No |  | Single Family Residence | No | No | No | Tier 5
9752610 | 149 | River Rise Road | Kyle | 78640 | Cool Springs Subdivision | 29.9579 | -97.8558 | Non-Lead - Plastic | No | After 2014 |  | Non-Lead - Plastic | After 2014 |  | Non-Lead | No | No |  | Single Family Residence | No | No | No | Tier 5
3342036 | 137 | River Rise Road | Kyle | 78640 | Cool Springs Subdivision | 29.9578 | -97.8557 | Non-Lead - Plastic | No | After 2014 |  | Non-Lead - Plastic | After 2014 |  | Non-Lead | No | No |  | Single Family Residence | No | No | No | Tier 5
9760025 | 113 | River Rise Road | Kyle | 78640 | Cool Springs Subdivision | 29.9575 | -97.8554 | Non-Lead - Plastic | No | After 2014 |  | Non-Lead - Plastic | After 2014 |  | Non-Lead | No | No |  | Single Family Residence | No | No | No | Tier 5
9746479 | 125 | River Rise Road | Kyle | 78640 | Cool Springs Subdivision | 29.9576 | -97.8556 | Non-Lead - Plastic | No | After 2014 |  | Non-Lead - Plastic | After 2014 |  | Non-Lead | No | No |  | Single Family Residence | No | No | No | Tier 5
3662159 | 572 | Silver Springs Bend | Kyle | 78640 | Cool Springs Subdivision | 29.9592 | -97.8567 | Non-Lead - Plastic | No | After 2014 |  | Non-Lead - Plastic | After 2014 |  | Non-Lead | No | No |  | Single Family Residence | No | No | No | Tier 5
3659465 | 596 | Silver Springs Bend | Kyle | 78640 | Cool Springs Subdivision | 29.959 | -97.857 | Non-Lead - Plastic | No | After 2014 |  | Non-Lead - Plastic | After 2014 |  | Non-Lead | No | No |  | Single Family Residence | No | No | No | Tier 5
3352049 | 584 | Silver Springs Bend | Kyle | 78640 | Cool Springs Subdivision | 29.9591 | -97.8568 | Non-Lead - Plastic | No | After 2014 |  | Non-Lead - Plastic | After 2014 |  | Non-Lead | No | No |  | Single Family Residence | No | No | No | Tier 5
3351971 | 620 | Silver Springs Bend | Kyle | 78640 | Cool Springs Subdivision | 29.9587 | -97.8573 | Non-Lead - Plastic | No | After 2014 |  | Non-Lead - Plastic | After 2014 |  | Non-Lead | No | No |  | Single Family Residence | No | No | No | Tier 5
3665050 | 608 | Silver Springs Bend | Kyle | 78640 | Cool Springs Subdivision | 29.9589 | -97.8571 | Non-Lead - Plastic | No | After 2014 |  | Non-Lead - Plastic | After 2014 |  | Non-Lead | No | No |  | Single Family Residence | No | No | No | Tier 5
3660707 | 632 | Silver Springs Bend | Kyle | 78640 | Cool Springs Subdivision | 29.9586 | -97.8574 | Non-Lead - Plastic | No | After 2014 |  | Non-Lead - Plastic | After 2014 |  | Non-Lead | No | No |  | Single Family Residence | No | No | No | Tier 5
3896068 | 401 | Salt Springs Road | Kyle | 78640 | Cool Springs Subdivision | 29.9566 | -97.8557 | Non-Lead - Plastic | No | After 2014 |  | Non-Lead - Plastic | After 2014 |  | Non-Lead | No | No |  | Single Family Residence | No | No | No | Tier 5
3896177 | 389 | Salt Springs Road | Kyle | 78640 | Cool Springs Subdivision | 29.9567 | -97.8555 | Non-Lead - Plastic | No | After 2014 |  | Non-Lead - Plastic | After 2014 |  | Non-Lead | No | No |  | Single Family Residence | No | No | No | Tier 5
3827283 | 425 | Salt Springs Road | Kyle | 78640 | Cool Springs Subdivision | 29.9564 | -97.856 | Non-Lead - Plastic | No | After 2014 |  | Non-Lead - Plastic | After 2014 |  | Non-Lead | No | No |  | Single Family Residence | No | No | No | Tier 5
3882657 | 413 | Salt Springs Road | Kyle | 78640 | Cool Springs Subdivision | 29.9565 | -97.8558 | Non-Lead - Plastic | No | After 2014 |  | Non-Lead - Plastic | After 2014 |  | Non-Lead | No | No |  | Single Family Residence | No | No | No | Tier 5
3879977 | 361 | Salt Springs Road | Kyle | 78640 | Cool Springs Subdivision | 29.9569 | -97.8551 | Non-Lead - Plastic | No | After 2014 |  | Non-Lead - Plastic | After 2014 |  | Non-Lead | No | No |  | Single Family Residence | No | No | No | Tier 5
3918493 | 373 | Salt Springs Road | Kyle | 78640 | Cool Springs Subdivision | 29.9568 | -97.8553 | Non-Lead - Plastic | No | After 2014 |  | Non-Lead - Plastic | After 2014 |  | Non-Lead | No | No |  | Single Family Residence | No | No | No | Tier 5
3834921 | 337 | Salt Springs Road | Kyle | 78640 | Cool Springs Subdivision | 29.9571 | -97.8547 | Non-Lead - Plastic | No | After 2014 |  | Non-Lead - Plastic | After 2014 |  | Non-Lead | No | No |  | Single Family Residence | No | No | No | Tier 5
3918505 | 349 | Salt Springs Road | Kyle | 78640 | Cool Springs Subdivision | 29.957 | -97.8549 | Non-Lead - Plastic | No | After 2014 |  | Non-Lead - Plastic | After 2014 |  | Non-Lead | No | No |  | Single Family Residence | No | No | No | Tier 5
9761558 | 313 | Salt Springs Road | Kyle | 78640 | Cool Springs Subdivision | 29.9579 | -97.8539 | Non-Lead - Plastic | No | After 2014 |  | Non-Lead - Plastic | After 2014 |  | Non-Lead | No | No |  | Single Family Residence | No | No | No | Tier 5
3891175 | 325 | Salt Springs Road | Kyle | 78640 | Cool Springs Subdivision | 29.9573 | -97.8546 | Non-Lead - Plastic | No | After 2014 |  | Non-Lead - Plastic | After 2014 |  | Non-Lead | No | No |  | Single Family Residence | No | No | No | Tier 5
3787375 | 100 | Juniper Springs Road | Kyle | 78640 | Cool Springs Subdivision | 29.963 | -97.8484 | Non-Lead - Plastic | No | After 2014 |  | Non-Lead - Plastic | After 2014 |  | Non-Lead | No | No |  | Single Family Residence | No | No | No | Tier 5
3919879 | 112 | Juniper Springs Road | Kyle | 78640 | Cool Springs Subdivision | 29.9631 | -97.8485 | Non-Lead - Plastic | No | After 2014 |  | Non-Lead - Plastic | After 2014 |  | Non-Lead | No | No |  | Single Family Residence | No | No | No | Tier 5
3964060 | 124 | Juniper Springs Road | Kyle | 78640 | Cool Springs Subdivision | 29.9633 | -97.8487 | Non-Lead - Plastic | No | After 2014 |  | Non-Lead - Plastic | After 2014 |  | Non-Lead | No | No |  | Single Family Residence | No | No | No | Tier 5
15651997 | 125 | Silver Springs Bend | Kyle | 78640 | Cool Springs Subdivision | 29.9609 | -97.8501 | Non-Lead - Plastic | No | After 2014 |  | Non-Lead - Plastic | After 2014 |  | Non-Lead | No | No |  | Single Family Residence | No | No | No | Tier 5
15652231 | 135 | Silver Springs Bend | Kyle | 78640 | Cool Springs Subdivision | 29.9608 | -97.8503 | Non-Lead - Plastic | No | After 2014 |  | Non-Lead - Plastic | After 2014 |  | Non-Lead | No | No |  | Single Family Residence | No | No | No | Tier 5
15956899 | 145 | Silver Springs Bend | Kyle | 78640 | Cool Springs Subdivision | 29.9607 | -97.8504 | Non-Lead - Plastic | No | After 2014 |  | Non-Lead - Plastic | After 2014 |  | Non-Lead | No | No |  | Single Family Residence | No | No | No | Tier 5
15651381 | 155 | Silver Springs Bend | Kyle | 78640 | Cool Springs Subdivision | 29.9606 | -97.8505 | Non-Lead - Plastic | No | After 2014 |  | Non-Lead - Plastic | After 2014 |  | Non-Lead | No | No |  | Single Family Residence | No | No | No | Tier 5
15651739 | 165 | Silver Springs Bend | Kyle | 78640 | Cool Springs Subdivision | 29.9605 | -97.8506 | Non-Lead - Plastic | No | After 2014 |  | Non-Lead - Plastic | After 2014 |  | Non-Lead | No | No |  | Single Family Residence | No | No | No | Tier 5
15660272 | 245 | Silver Springs Bend | Kyle | 78640 | Cool Springs Subdivision | 29.96 | -97.8519 | Non-Lead - Plastic | No | After 2014 |  | Non-Lead - Plastic | After 2014 |  | Non-Lead | No | No |  | Single Family Residence | No | No | No | Tier 5
15952547 | 260 | Silver Springs Bend | Kyle | 78640 | Cool Springs Subdivision | 29.9604 | -97.8524 | Non-Lead - Plastic | No | After 2014 |  | Non-Lead - Plastic | After 2014 |  | Non-Lead | No | No |  | Single Family Residence | No | No | No | Tier 5
15659386 | 375 | Silver Springs Bend | Kyle | 78640 | Cool Springs Subdivision | 29.9594 | -97.8539 | Non-Lead - Plastic | No | After 2014 |  | Non-Lead - Plastic | After 2014 |  | Non-Lead | No | No |  | Single Family Residence | No | No | No | Tier 5
15659669 | 441 | Silver Springs Bend | Kyle | 78640 | Cool Springs Subdivision | 29.9596 | -97.8551 | Non-Lead - Plastic | No | After 2014 |  | Non-Lead - Plastic | After 2014 |  | Non-Lead | No | No |  | Single Family Residence | No | No | No | Tier 5
15658909 | 453 | Silver Springs Bend | Kyle | 78640 | Cool Springs Subdivision | 29.9596 | -97.8553 | Non-Lead - Plastic | No | After 2014 |  | Non-Lead - Plastic | After 2014 |  | Non-Lead | No | No |  | Single Family Residence | No | No | No | Tier 5
15662220 | 548 | Silver Springs Bend | Kyle | 78640 | Cool Springs Subdivision | 29.9595 | -97.8564 | Non-Lead - Plastic | No | After 2014 |  | Non-Lead - Plastic | After 2014 |  | Non-Lead | No | No |  | Single Family Residence | No | No | No | Tier 5
15657790 | 560 | Silver Springs Bend | Kyle | 78640 | Cool Springs Subdivision | 29.9594 | -97.8565 | Non-Lead - Plastic | No | After 2014 |  | Non-Lead - Plastic | After 2014 |  | Non-Lead | No | No |  | Single Family Residence | No | No | No | Tier 5
15973223 | 260 | Crystal River Road | Kyle | 78640 | Cool Springs Subdivision | 29.9596 | -97.8518 | Non-Lead - Plastic | No | After 2014 |  | Non-Lead - Plastic | After 2014 |  | Non-Lead | No | No |  | Single Family Residence | No | No | No | Tier 5
3049595 | 270 | Crystal River Road | Kyle | 78640 | Cool Springs Subdivision | 29.9596 | -97.8519 | Non-Lead - Plastic | No | After 2014 |  | Non-Lead - Plastic | After 2014 |  | Non-Lead | No | No |  | Single Family Residence | No | No | No | Tier 5
15969469 | 259 | Silver Glen Drive | Kyle | 78640 | Cool Springs Subdivision | 29.9575 | -97.8528 | Non-Lead - Plastic | No | After 2014 |  | Non-Lead - Plastic | After 2014 |  | Non-Lead | No | No |  | Single Family Residence | No | No | No | Tier 5
9636027 | 271 | Silver Glen Drive | Kyle | 78640 | Cool Springs Subdivision | 29.9574 | -97.8529 | Non-Lead - Plastic | No | After 2014 |  | Non-Lead - Plastic | After 2014 |  | Non-Lead | No | No |  | Single Family Residence | No | No | No | Tier 5
9759949 | 283 | Silver Glen Drive | Kyle | 78640 | Cool Springs Subdivision | 29.9572 | -97.853 | Non-Lead - Plastic | No | After 2014 |  | Non-Lead - Plastic | After 2014 |  | Non-Lead | No | No |  | Single Family Residence | No | No | No | Tier 5
15972725 | 290 | Silver Glen Drive | Kyle | 78640 | Cool Springs Subdivision | 29.9573 | -97.853 | Non-Lead - Plastic | No | After 2014 |  | Non-Lead - Plastic | After 2014 |  | Non-Lead | No | No |  | Single Family Residence | No | No | No | Tier 5
9761520 | 295 | Silver Glen Drive | Kyle | 78640 | Cool Springs Subdivision | 29.9571 | -97.8531 | Non-Lead - Plastic | No | After 2014 |  | Non-Lead - Plastic | After 2014 |  | Non-Lead | No | No |  | Single Family Residence | No | No | No | Tier 5
15973823 | 343 | Silver Glen Drive | Kyle | 78640 | Cool Springs Subdivision | 29.9566 | -97.8537 | Non-Lead - Plastic | No | After 2014 |  | Non-Lead - Plastic | After 2014 |  | Non-Lead | No | No |  | Single Family Residence | No | No | No | Tier 5
15973358 | 356 | Silver Glen Drive | Kyle | 78640 | Cool Springs Subdivision | 29.9569 | -97.8543 | Non-Lead - Plastic | No | After 2014 |  | Non-Lead - Plastic | After 2014 |  | Non-Lead | No | No |  | Single Family Residence | No | No | No | Tier 5
15651744 | 367 | Silver Glen Drive | Kyle | 78640 | Cool Springs Subdivision | 29.9564 | -97.8541 | Non-Lead - Plastic | No | After 2014 |  | Non-Lead - Plastic | After 2014 |  | Non-Lead | No | No |  | Single Family Residence | No | No | No | Tier 5
15657719 | 211 | Blue Springs Pass | Kyle | 78640 | Cool Springs Subdivision | 29.958 | -97.8547 | Non-Lead - Plastic | No | After 2014 |  | Non-Lead - Plastic | After 2014 |  | Non-Lead | No | No |  | Single Family Residence | No | No | No | Tier 5
15996918 | 221 | Blue Springs Pass | Kyle | 78640 | Cool Springs Subdivision | 29.9581 | -97.8548 | Non-Lead - Plastic | No | After 2014 |  | Non-Lead - Plastic | After 2014 |  | Non-Lead | No | No |  | Single Family Residence | No | No | No | Tier 5
15651373 | 231 | Blue Springs Pass | Kyle | 78640 | Cool Springs Subdivision | 29.9582 | -97.8549 | Non-Lead - Plastic | No | After 2014 |  | Non-Lead - Plastic | After 2014 |  | Non-Lead | No | No |  | Single Family Residence | No | No | No | Tier 5
15652035 | 286 | Blue Spring Pass | Kyle | 78640 | Cool Springs Subdivision | 29.9592 | -97.8552 | Non-Lead - Plastic | No | After 2014 |  | Non-Lead - Plastic | After 2014 |  | Non-Lead | No | No |  | Single Family Residence | No | No | No | Tier 5
3984158 | 322 | Blue Springs Pass | Kyle | 78640 | 15956925, Cool Springs Subdivision | 29.9595 | -97.8557 | Non-Lead - Plastic | No | After 2014 |  | Non-Lead - Plastic | After 2014 |  | Non-Lead | No | No |  | Single Family Residence | No | No | No | Tier 5
15511566 | 130 | Manatee Lane | Kyle | 78640 | Cool Springs Subdivision | 29.9592 | -97.8545 | Non-Lead - Plastic | No | After 2014 |  | Non-Lead - Plastic | After 2014 |  | Non-Lead | No | No |  | Single Family Residence | No | No | No | Tier 5
15505726 | 144 | Manatee Lane | Kyle | 78640 | Cool Springs Subdivision | 29.9591 | -97.8546 | Non-Lead - Plastic | No | After 2014 |  | Non-Lead - Plastic | After 2014 |  | Non-Lead | No | No |  | Single Family Residence | No | No | No | Tier 5
15658957 | 153 | Manatee Lane | Kyle | 78640 | Cool Springs Subdivision | 29.9587 | -97.8542 | Non-Lead - Plastic | No | After 2014 |  | Non-Lead - Plastic | After 2014 |  | Non-Lead | No | No |  | Single Family Residence | No | No | No | Tier 5
15651864 | 2864 | Twilight Glen Trail | Uhland | 78640 | Cotton Gin Estates Subdivision | 29.9686 | -97.8024 | Non-Lead - Plastic | No | After 2014 |  | Non-Lead - Plastic | After 2014 |  | Non-Lead | No | No |  | Single Family Residence | No | No | No | Tier 5
9760789 | 136 | Harvest Creek Dr | Uhland | 78640 | Harvest Creek Subdivision | 29.9695 | -97.8257 | Non-Lead - Plastic | No | After 2014 |  | Non-Lead - Plastic | After 2014 |  | Non-Lead | No | No |  | Single Family Residence | No | No | No | Tier 5
15593240 | Lot 10 | Harvest Creek Dr | Uhland | 78640 | Harvest Creek Subdivision | 29.9669 | -97.8281 | Non-Lead - Plastic | No | After 2014 |  | Non-Lead - Plastic | After 2014 |  | Non-Lead | No | No |  | Other | No | No | No | Tier 5
15597390 | 112 | Harvest Creek Dr | Uhland | 78640 | Harvest Creek HOA | 29.9697 | -97.8255 | Non-Lead - Plastic | No | After 2014 |  | Non-Lead - Plastic | After 2014 |  | Non-Lead | No | No | Model 350, Serial A766660, Mfr Wilkins / LEADFREE | Other | No | No | No | Tier 5
3890679 | 413 | Harvest Creek Drive | Uhland | 78640 | Harvest Creek Subdivision | 29.9677 | -97.829 | Non-Lead - Plastic | No | After 2014 |  | Non-Lead - Plastic | After 2014 |  | Non-Lead | No | No |  | Single Family Residence | No | No | No | Tier 5
3889322 | 423 | Harvest Creek Drive | Uhland | 78640 | Harvest Creek Subdivision | 29.9678 | -97.8291 | Non-Lead - Plastic | No | After 2014 |  | Non-Lead - Plastic | After 2014 |  | Non-Lead | No | No |  | Single Family Residence | No | No | No | Tier 5
3889194 | 127 | Harvest Creek Dr | Uhland | 78640 | Harvest Creek Subdivision | 29.9693 | -97.8253 | Non-Lead - Plastic | No | After 2014 |  | Non-Lead - Plastic | After 2014 |  | Non-Lead | No | No |  | Single Family Residence | No | No | No | Tier 5
3889317 | 143 | Harvest Creek Dr | Uhland | 78640 | Harvest Creek Subdivision | 29.9691 | -97.8255 | Non-Lead - Plastic | No | After 2014 |  | Non-Lead - Plastic | After 2014 |  | Non-Lead | No | No |  | Single Family Residence | No | No | No | Tier 5
3889310 | 196 | Harvest Creek Dr | Uhland | 78640 | Harvest Creek Subdivision | 29.9689 | -97.8265 | Non-Lead - Plastic | No | After 2014 |  | Non-Lead - Plastic | After 2014 |  | Non-Lead | No | No |  | Single Family Residence | No | No | No | Tier 5
3890779 | 204 | Harvest Creek Dr | Uhland | 78640 | Harvest Creek Subdivision | 29.9688 | -97.8266 | Non-Lead - Plastic | No | After 2014 |  | Non-Lead - Plastic | After 2014 |  | Non-Lead | No | No |  | Single Family Residence | No | No | No | Tier 5
3890536 | 210 | Harvest Creek Dr | Uhland | 78640 | Harvest Creek Subdivision | 29.9687 | -97.8266 | Non-Lead - Plastic | No | After 2014 |  | Non-Lead - Plastic | After 2014 |  | Non-Lead | No | No |  | Single Family Residence | No | No | No | Tier 5
3768941 | 219 | Harvest Creek Dr | Uhland | 78640 | Harvest Creek Subdivision | 29.9683 | -97.8263 | Non-Lead - Plastic | No | After 2014 |  | Non-Lead - Plastic | After 2014 |  | Non-Lead | No | No |  | Single Family Residence | No | No | No | Tier 5
3889286 | 227 | Harvest Creek Dr | Uhland | 78640 | Harvest Creek Subdivision | 29.9683 | -97.8264 | Non-Lead - Plastic | No | After 2014 |  | Non-Lead - Plastic | After 2014 |  | Non-Lead | No | No |  | Single Family Residence | No | No | No | Tier 5
3889292 | 345 | Harvest Creek Drive | Uhland | 78640 | Harvest Creek Subdivision | 29.967 | -97.8278 | Non-Lead - Plastic | No | After 2014 |  | Non-Lead - Plastic | After 2014 |  | Non-Lead | No | No |  | Single Family Residence | No | No | No | Tier 5
3891190 | 339 | Harvest Creek Drive | Uhland | 78640 | Harvest Creek Subdivision | 29.9671 | -97.8277 | Non-Lead - Plastic | No | After 2014 |  | Non-Lead - Plastic | After 2014 |  | Non-Lead | No | No |  | Single Family Residence | No | No | No | Tier 5
3889177 | 365 | Harvest Creek Drive | Uhland | 78640 | Harvest Creek Subdivision | 29.9672 | -97.8284 | Non-Lead - Plastic | No | After 2014 |  | Non-Lead - Plastic | After 2014 |  | Non-Lead | No | No |  | Single Family Residence | No | No | No | Tier 5
3889337 | 375 | Harvest Creek Drive | Uhland | 78640 | Harvest Creek Subdivision | 29.9673 | -97.8285 | Non-Lead - Plastic | No | After 2014 |  | Non-Lead - Plastic | After 2014 |  | Non-Lead | No | No |  | Single Family Residence | No | No | No | Tier 5
3891179 | 385 | Harvest Creek Drive | Uhland | 78640 | Harvest Creek Subdivision | 29.9674 | -97.8286 | Non-Lead - Plastic | No | After 2014 |  | Non-Lead - Plastic | After 2014 |  | Non-Lead | No | No |  | Single Family Residence | No | No | No | Tier 5
3890667 | 393 | Harvest Creek Drive | Uhland | 78640 | Harvest Creek Subdivision | 29.9675 | -97.8288 | Non-Lead - Plastic | No | After 2014 |  | Non-Lead - Plastic | After 2014 |  | Non-Lead | No | No |  | Single Family Residence | No | No | No | Tier 5
3889323 | 403 | Harvest Creek Drive | Uhland | 78640 | Harvest Creek Subdivision | 29.9676 | -97.8289 | Non-Lead - Plastic | No | After 2014 |  | Non-Lead - Plastic | After 2014 |  | Non-Lead | No | No |  | Single Family Residence | No | No | No | Tier 5
3889343 | 233 | Harvest Creek Dr | Uhland | 78640 | Harvest Creek Subdivision | 29.9682 | -97.8265 | Non-Lead - Plastic | No | After 2014 |  | Non-Lead - Plastic | After 2014 |  | Non-Lead | No | No |  | Single Family Residence | No | No | No | Tier 5
3890769 | 241 | Harvest Creek Dr | Uhland | 78640 | Harvest Creek Subdivision | 29.9681 | -97.8266 | Non-Lead - Plastic | No | After 2014 |  | Non-Lead - Plastic | After 2014 |  | Non-Lead | No | No |  | Single Family Residence | No | No | No | Tier 5
3890758 | 249 | Harvest Creek Dr | Uhland | 78640 | Harvest Creek Subdivision | 29.968 | -97.8267 | Non-Lead - Plastic | No | After 2014 |  | Non-Lead - Plastic | After 2014 |  | Non-Lead | No | No |  | Single Family Residence | No | No | No | Tier 5
3793219 | 357 | Harvest Creek Dr | Uhland | 78640 | Harvest Creek Subdivision | 29.9671 | -97.8283 | Non-Lead - Plastic | No | After 2014 |  | Non-Lead - Plastic | After 2014 |  | Non-Lead | No | No |  | Single Family Residence | No | No | No | Tier 5
3823553 | 349 | Harvest Creek Dr | Uhland | 78640 | Harvest Creek Subdivision | 29.967 | -97.8283 | Non-Lead - Plastic | No | After 2014 |  | Non-Lead - Plastic | After 2014 |  | Non-Lead | No | No |  | Single Family Residence | No | No | No | Tier 5
3821271 | 331 | Harvest Creek Dr | Uhland | 78640 | Harvest Creek Subdivision | 29.9672 | -97.8277 | Non-Lead - Plastic | No | After 2014 |  | Non-Lead - Plastic | After 2014 |  | Non-Lead | No | No |  | Single Family Residence | No | No | No | Tier 5
3793446 | 321 | Harvest Creek Dr | Uhland | 78640 | Harvest Creek Subdivision | 29.9673 | -97.8276 | Non-Lead - Plastic | No | After 2014 |  | Non-Lead - Plastic | After 2014 |  | Non-Lead | No | No |  | Single Family Residence | No | No | No | Tier 5
3711476 | 313 | Harvest Creek Dr | Uhland | 78640 | Harvest Creek Subdivision | 29.9674 | -97.8274 | Non-Lead - Plastic | No | After 2014 |  | Non-Lead - Plastic | After 2014 |  | Non-Lead | No | No |  | Single Family Residence | No | No | No | Tier 5
3874895 | 303 | Harvest Creek Dr | Uhland | 78640 | Harvest Creek Subdivision | 29.9675 | -97.8273 | Non-Lead - Plastic | No | After 2014 |  | Non-Lead - Plastic | After 2014 |  | Non-Lead | No | No |  | Single Family Residence | No | No | No | Tier 5
3875190 | 295 | Harvest Creek Dr | Uhland | 78640 | Harvest Creek Subdivision | 29.9676 | -97.8272 | Non-Lead - Plastic | No | After 2014 |  | Non-Lead - Plastic | After 2014 |  | Non-Lead | No | No |  | Single Family Residence | No | No | No | Tier 5
3852506 | 287 | Harvest Creek Dr | Uhland | 78640 | Harvest Creek Subdivision | 29.9676 | -97.8271 | Non-Lead - Plastic | No | After 2014 |  | Non-Lead - Plastic | After 2014 |  | Non-Lead | No | No |  | Single Family Residence | No | No | No | Tier 5
3773923 | 332 | Harvest Creek Drive | Uhland | 78640 | Harvest Creek Subdivision | 29.9675 | -97.8281 | Non-Lead - Plastic | No | After 2014 |  | Non-Lead - Plastic | After 2014 |  | Non-Lead | No | No |  | Single Family Residence | No | No | No | Tier 5
3808688 | 314 | Harvest Creek Drive | Uhland | 78640 | Harvest Creek Subdivision | 29.9677 | -97.8278 | Non-Lead - Plastic | No | After 2014 |  | Non-Lead - Plastic | After 2014 |  | Non-Lead | No | No |  | Single Family Residence | No | No | No | Tier 5
3880123 | 181 | Harvest Creek Drive | Uhland | 78640 | Harvest Creek Subdivision | 29.9687 | -97.8259 | Non-Lead - Plastic | No | After 2014 |  | Non-Lead - Plastic | After 2014 |  | Non-Lead | No | No |  | Single Family Residence | No | No | No | Tier 5
3808587 | 279 | Harvest Creek Dr | Uhland | 78640 | Harvest Creek Subdivision | 29.9678 | -97.8271 | Non-Lead - Plastic | No | After 2014 |  | Non-Lead - Plastic | After 2014 |  | Non-Lead | No | No |  | Single Family Residence | No | No | No | Tier 5
3796111 | 308 | Harvest Creek Dr | Uhland | 78640 | Harvest Creek Subdivision | 29.9677 | -97.8278 | Non-Lead - Plastic | No | After 2014 |  | Non-Lead - Plastic | After 2014 |  | Non-Lead | No | No |  | Single Family Residence | No | No | No | Tier 5
3890544 | 189 | Harvest Creek Dr | Uhland | 78640 | Harvest Creek Subdivision | 29.9687 | -97.826 | Non-Lead - Plastic | No | After 2014 |  | Non-Lead - Plastic | After 2014 |  | Non-Lead | No | No |  | Single Family Residence | No | No | No | Tier 5
3804512 | 271 | Harvest Creek Dr | Uhland | 78640 | Harvest Creek Subdivision | 29.9678 | -97.8269 | Non-Lead - Plastic | No | After 2014 |  | Non-Lead - Plastic | After 2014 |  | Non-Lead | No | No |  | Single Family Residence | No | No | No | Tier 5
3802380 | 263 | Harvest Creek Dr | Uhland | 78640 | Harvest Creek Subdivision | 29.9679 | -97.8269 | Non-Lead - Plastic | No | After 2014 |  | Non-Lead - Plastic | After 2014 |  | Non-Lead | No | No |  | Single Family Residence | No | No | No | Tier 5
3805456 | 257 | Harvest Creek Dr | Uhland | 78640 | Harvest Creek Subdivision | 29.968 | -97.8268 | Non-Lead - Plastic | No | After 2014 |  | Non-Lead - Plastic | After 2014 |  | Non-Lead | No | No |  | Single Family Residence | No | No | No | Tier 5
3891193 | 211 | Harvest Creek Dr | Uhland | 78640 | Harvest Creek Subdivision | 29.9684 | -97.8263 | Non-Lead - Plastic | No | After 2014 |  | Non-Lead - Plastic | After 2014 |  | Non-Lead | No | No |  | Single Family Residence | No | No | No | Tier 5
3808815 | 322 | Harvest Creek Dr | Uhland | 78640 | Harvest Creek Subdivision | 29.9676 | -97.8279 | Non-Lead - Plastic | No | After 2014 |  | Non-Lead - Plastic | After 2014 |  | Non-Lead | No | No |  | Single Family Residence | No | No | No | Tier 5
3794594 | 144 | Harvest Creek Drive | Uhland | 78640 | Harvest Creek Subdivision | 29.9698 | -97.8248 | Non-Lead - Plastic | No | After 2014 |  | Non-Lead - Plastic | After 2014 |  | Non-Lead | No | No |  | Single Family Residence | No | No | No | Tier 5
3891181 | 151 | Harvest Creek Drive | Uhland | 78640 | Harvest Creek Subdivision | 29.9697 | -97.8238 | Non-Lead - Plastic | No | After 2014 |  | Non-Lead - Plastic | After 2014 |  | Non-Lead | No | No |  | Single Family Residence | No | No | No | Tier 5
3872066 | 152 | Harvest Creek Drive | Uhland | 78640 | Harvest Creek Subdivision | 29.9693 | -97.8259 | Non-Lead - Plastic | No | After 2014 |  | Non-Lead - Plastic | After 2014 |  | Non-Lead | No | No |  | Single Family Residence | No | No | No | Tier 5
3890534 | 157 | Harvest Creek Drive | Uhland | 78640 | Harvest Creek Subdivision | 29.969 | -97.8256 | Non-Lead - Plastic | No | After 2014 |  | Non-Lead - Plastic | After 2014 |  | Non-Lead | No | No |  | Single Family Residence | No | No | No | Tier 5
3845358 | 158 | Harvest Creek Drive | Uhland | 78640 | Harvest Creek Subdivision | 29.9693 | -97.826 | Non-Lead - Plastic | No | After 2014 |  | Non-Lead - Plastic | After 2014 |  | Non-Lead | No | No |  | Single Family Residence | No | No | No | Tier 5
3880214 | 165 | Harvest Creek Drive | Uhland | 78640 | Harvest Creek Subdivision | 29.9689 | -97.8257 | Non-Lead - Plastic | No | After 2014 |  | Non-Lead - Plastic | After 2014 |  | Non-Lead | No | No |  | Single Family Residence | No | No | No | Tier 5
3736542 | 166 | Harvest Creek Drive | Uhland | 78640 | Harvest Creek Subdivision | 29.9692 | -97.8261 | Non-Lead - Plastic | No | After 2014 |  | Non-Lead - Plastic | After 2014 |  | Non-Lead | No | No |  | Single Family Residence | No | No | No | Tier 5
1432075 | 173 | Harvest Creek Drive | Uhland | 78640 | 3834963, Harvest Creek Subdivision | 29.9688 | -97.8258 | Non-Lead - Plastic | No | After 2014 |  | Non-Lead - Plastic | After 2014 |  | Non-Lead | No | No |  | Single Family Residence | No | No | No | Tier 5
3811489 | 174 | Harvest Creek Drive | Uhland | 78640 | Harvest Creek Subdivision | 29.9691 | -97.8262 | Non-Lead - Plastic | No | After 2014 |  | Non-Lead - Plastic | After 2014 |  | Non-Lead | No | No |  | Single Family Residence | No | No | No | Tier 5
3799943 | 182 | Harvest Creek Drive | Uhland | 78640 | 3808586, Harvest Creek Subdivision | 29.969 | -97.8263 | Non-Lead - Plastic | No | After 2014 |  | Non-Lead - Plastic | After 2014 |  | Non-Lead | No | No |  | Single Family Residence | No | No | No | Tier 5
3809133 | 218 | Harvest Creek Drive | Uhland | 78640 | Harvest Creek Subdivision | 29.9687 | -97.8267 | Non-Lead - Plastic | No | After 2014 |  | Non-Lead - Plastic | After 2014 |  | Non-Lead | No | No |  | Single Family Residence | No | No | No | Tier 5
3727311 | 226 | Harvest Creek Drive | Uhland | 78640 | Harvest Creek Subdivision | 29.9686 | -97.8268 | Non-Lead - Plastic | No | After 2014 |  | Non-Lead - Plastic | After 2014 |  | Non-Lead | No | No |  | Single Family Residence | No | No | No | Tier 5
3736119 | 238 | Harvest Creek Drive | Uhland | 78640 | Harvest Creek Subdivision | 29.9684 | -97.827 | Non-Lead - Plastic | No | After 2014 |  | Non-Lead - Plastic | After 2014 |  | Non-Lead | No | No |  | Single Family Residence | No | No | No | Tier 5
3788648 | 246 | Harvest Creek Drive | Uhland | 78640 | Harvest Creek Subdivision | 29.9684 | -97.827 | Non-Lead - Plastic | No | After 2014 |  | Non-Lead - Plastic | After 2014 |  | Non-Lead | No | No |  | Single Family Residence | No | No | No | Tier 5
3852689 | 254 | Harvest Creek Drive | Uhland | 78640 | Harvest Creek Subdivision | 29.9683 | -97.8271 | Non-Lead - Plastic | No | After 2014 |  | Non-Lead - Plastic | After 2014 |  | Non-Lead | No | No |  | Single Family Residence | No | No | No | Tier 5
3736411 | 262 | Harvest Creek Drive | Uhland | 78640 | Harvest Creek Subdivision | 29.9682 | -97.8272 | Non-Lead - Plastic | No | After 2014 |  | Non-Lead - Plastic | After 2014 |  | Non-Lead | No | No |  | Single Family Residence | No | No | No | Tier 5
6348249 | 270 | Harvest Creek Drive | Uhland | 78640 | 3730659, Harvest Creek Subdivision | 29.9681 | -97.8273 | Non-Lead - Plastic | No | After 2014 |  | Non-Lead - Plastic | After 2014 |  | Non-Lead | No | No |  | Single Family Residence | No | No | No | Tier 5
3706307 | 276 | Harvest Creek Drive | Uhland | 78640 | Harvest Creek Subdivision | 29.9681 | -97.8274 | Non-Lead - Plastic | No | After 2014 |  | Non-Lead - Plastic | After 2014 |  | Non-Lead | No | No |  | Single Family Residence | No | No | No | Tier 5
3813835 | 284 | Harvest Creek Drive | Uhland | 78640 | Harvest Creek Subdivision | 29.968 | -97.8275 | Non-Lead - Plastic | No | After 2014 |  | Non-Lead - Plastic | After 2014 |  | Non-Lead | No | No |  | Single Family Residence | No | No | No | Tier 5
3706059 | 292 | Harvest Creek Drive | Uhland | 78640 | Harvest Creek Subdivision | 29.9679 | -97.8276 | Non-Lead - Plastic | No | After 2014 |  | Non-Lead - Plastic | After 2014 |  | Non-Lead | No | No |  | Single Family Residence | No | No | No | Tier 5
3871958 | 300 | Harvest Creek Drive | Uhland | 78640 | Harvest Creek Subdivision | 29.9678 | -97.8276 | Non-Lead - Plastic | No | After 2014 |  | Non-Lead - Plastic | After 2014 |  | Non-Lead | No | No |  | Single Family Residence | No | No | No | Tier 5
3723513 | 310 | Granary Drive | Uhland | 78640 | Harvest Creek Subdivision | 29.9683 | -97.8284 | Non-Lead - Plastic | No | After 2014 |  | Non-Lead - Plastic | After 2014 |  | Non-Lead | No | No |  | Single Family Residence | No | No | No | Tier 5
3722131 | 263 | Granary Drive | Uhland | 78640 | Harvest Creek Subdivision | 29.9685 | -97.8275 | Non-Lead - Plastic | No | After 2014 |  | Non-Lead - Plastic | After 2014 |  | Non-Lead | No | No |  | Single Family Residence | No | No | No | Tier 5
3725128 | 195 | Harvest Creek Dr | Uhland | 78640 | Harvest Creek Subdivision | 29.9686 | -97.8261 | Non-Lead - Plastic | No | After 2014 |  | Non-Lead - Plastic | After 2014 |  | Non-Lead | No | No |  | Single Family Residence | No | No | No | Tier 5
3736446 | 203 | Harvest Creek Dr | Uhland | 78640 | Harvest Creek Subdivision | 29.9685 | -97.8262 | Non-Lead - Plastic | No | After 2014 |  | Non-Lead - Plastic | After 2014 |  | Non-Lead | No | No |  | Single Family Residence | No | No | No | Tier 5
3520528 | 335 | Granary Dr | Uhland | 78640 | Harvest Creek Subdivision | 29.9677 | -97.8284 | Non-Lead - Plastic | No | After 2014 |  | Non-Lead - Plastic | After 2014 |  | Non-Lead | No | No |  | Single Family Residence | No | No | No | Tier 5
3769032 | 334 | Granary Dr | Uhland | 78640 | Harvest Creek Subdivision | 29.9681 | -97.8287 | Non-Lead - Plastic | No | After 2014 |  | Non-Lead - Plastic | After 2014 |  | Non-Lead | No | No |  | Single Family Residence | No | No | No | Tier 5
3889307 | 325 | Granary Dr | Uhland | 78640 | Harvest Creek Subdivision | 29.9678 | -97.8282 | Non-Lead - Plastic | No | After 2014 |  | Non-Lead - Plastic | After 2014 |  | Non-Lead | No | No |  | Single Family Residence | No | No | No | Tier 5
3770020 | 324 | Granary Drive | Uhland | 78640 | Harvest Creek Subdivision | 29.9681 | -97.8286 | Non-Lead - Plastic | No | After 2014 |  | Non-Lead - Plastic | After 2014 |  | Non-Lead | No | No |  | Single Family Residence | No | No | No | Tier 5
3890024 | 318 | Granary Dr | Uhland | 78640 | Harvest Creek Subdivision | 29.9682 | -97.8285 | Non-Lead - Plastic | No | After 2014 |  | Non-Lead - Plastic | After 2014 |  | Non-Lead | No | No |  | Single Family Residence | No | No | No | Tier 5
3873706 | 315 | Granary Drive | Uhland | 78640 | Harvest Creek Subdivision | 29.9679 | -97.8282 | Non-Lead - Plastic | No | After 2014 |  | Non-Lead - Plastic | After 2014 |  | Non-Lead | No | No |  | Single Family Residence | No | No | No | Tier 5
3889774 | 309 | Granary Drive | Uhland | 78640 | Harvest Creek Subdivision | 29.968 | -97.8281 | Non-Lead - Plastic | No | After 2014 |  | Non-Lead - Plastic | After 2014 |  | Non-Lead | No | No |  | Single Family Residence | No | No | No | Tier 5
3873511 | 301 | Granary Drive | Uhland | 78640 | Harvest Creek Subdivision | 29.9681 | -97.8279 | Non-Lead - Plastic | No | After 2014 |  | Non-Lead - Plastic | After 2014 |  | Non-Lead | No | No |  | Single Family Residence | No | No | No | Tier 5
3736458 | 293 | Granary Drive | Uhland | 78640 | Harvest Creek Subdivision | 29.9682 | -97.8279 | Non-Lead - Plastic | No | After 2014 |  | Non-Lead - Plastic | After 2014 |  | Non-Lead | No | No |  | Single Family Residence | No | No | No | Tier 5
3691997 | 280 | Granary Dr | Uhland | 78640 | Harvest Creek Subdivision | 29.9686 | -97.8281 | Non-Lead - Plastic | No | After 2014 |  | Non-Lead - Plastic | After 2014 |  | Non-Lead | No | No |  | Single Family Residence | No | No | No | Tier 5
3706239 | 286 | Granary Dr | Uhland | 78640 | Harvest Creek Subdivision | 29.9685 | -97.8282 | Non-Lead - Plastic | No | After 2014 |  | Non-Lead - Plastic | After 2014 |  | Non-Lead | No | No |  | Single Family Residence | No | No | No | Tier 5
3793465 | 294 | Granary Dr | Uhland | 78640 | Harvest Creek Subdivision | 29.9685 | -97.8283 | Non-Lead - Plastic | No | After 2014 |  | Non-Lead - Plastic | After 2014 |  | Non-Lead | No | No |  | Single Family Residence | No | No | No | Tier 5
3787809 | 302 | Granary Dr | Uhland | 78640 | Harvest Creek Subdivision | 29.9684 | -97.8283 | Non-Lead - Plastic | No | After 2014 |  | Non-Lead - Plastic | After 2014 |  | Non-Lead | No | No |  | Single Family Residence | No | No | No | Tier 5
3822307 | 285 | Granary Drive | Uhland | 78640 | Harvest Creek Subdivision | 29.9682 | -97.8278 | Non-Lead - Plastic | No | After 2014 |  | Non-Lead - Plastic | After 2014 |  | Non-Lead | No | No |  | Single Family Residence | No | No | No | Tier 5
3874831 | 258 | Granary Dr | Uhland | 78640 | Harvest Creek Subdivision | 29.9688 | -97.8278 | Non-Lead - Plastic | No | After 2014 |  | Non-Lead - Plastic | After 2014 |  | Non-Lead | No | No |  | Single Family Residence | No | No | No | Tier 5
3725094 | 250 | Granary Dr | Uhland | 78640 | Harvest Creek Subdivision | 29.9689 | -97.8277 | Non-Lead - Plastic | No | After 2014 |  | Non-Lead - Plastic | After 2014 |  | Non-Lead | No | No |  | Single Family Residence | No | No | No | Tier 5
3788298 | 264 | Granary Dr | Uhland | 78640 | Harvest Creek Subdivision | 29.9687 | -97.8279 | Non-Lead - Plastic | No | After 2014 |  | Non-Lead - Plastic | After 2014 |  | Non-Lead | No | No |  | Single Family Residence | No | No | No | Tier 5
9663297 | 277 | Granary Drive | Uhland | 78640 | 3727152, Harvest Creek Subdivision | 29.9683 | -97.8277 | Non-Lead - Plastic | No | After 2014 |  | Non-Lead - Plastic | After 2014 |  | Non-Lead | No | No |  | Single Family Residence | No | No | No | Tier 5
3788693 | 272 | Granary Dr | Uhland | 78640 | Harvest Creek Subdivision | 29.9687 | -97.828 | Non-Lead - Plastic | No | After 2014 |  | Non-Lead - Plastic | After 2014 |  | Non-Lead | No | No |  | Single Family Residence | No | No | No | Tier 5
1534632 | 271 | Granary Drive | Uhland | 78640 | 3730390, 3978353, Harvest Creek Subdivision | 29.9684 | -97.8276 | Non-Lead - Plastic | No | After 2014 |  | Non-Lead - Plastic | After 2014 |  | Non-Lead | No | No |  | Single Family Residence | No | No | No | Tier 5
3788044 | 255 | Granary Drive | Uhland | 78640 | Harvest Creek Subdivision | 29.9686 | -97.8274 | Non-Lead - Plastic | No | After 2014 |  | Non-Lead - Plastic | After 2014 |  | Non-Lead | No | No |  | Single Family Residence | No | No | No | Tier 5
3707188 | 227 | Granary Drive | Uhland | 78640 | Harvest Creek Subdivision | 29.9688 | -97.8271 | Non-Lead - Plastic | No | After 2014 |  | Non-Lead - Plastic | After 2014 |  | Non-Lead | No | No |  | Single Family Residence | No | No | No | Tier 5
3727332 | 239 | Granary Drive | Uhland | 78640 | Harvest Creek Subdivision | 29.9687 | -97.8273 | Non-Lead - Plastic | No | After 2014 |  | Non-Lead - Plastic | After 2014 |  | Non-Lead | No | No |  | Single Family Residence | No | No | No | Tier 5
3788639 | 247 | Granary Drive | Uhland | 78640 | Harvest Creek Subdivision | 29.9686 | -97.8273 | Non-Lead - Plastic | No | After 2014 |  | Non-Lead - Plastic | After 2014 |  | Non-Lead | No | No |  | Single Family Residence | No | No | No | Tier 5
3803803 | 151 | Granary Dr | Uhland | 78640 | Harvest Creek Subdivision | 29.97 | -97.8252 | Non-Lead - Plastic | No | After 2014 |  | Non-Lead - Plastic | After 2014 |  | Non-Lead | No | No |  | Single Family Residence | No | No | No | Tier 5
3804143 | 158 | Granary Drive | Uhland | 78640 | Harvest Creek Subdivision | 29.9698 | -97.8266 | Non-Lead - Plastic | No | After 2014 |  | Non-Lead - Plastic | After 2014 |  | Non-Lead | No | No |  | Single Family Residence | No | No | No | Tier 5
3799556 | 159 | Granary Drive | Uhland | 78640 | Harvest Creek Subdivision | 29.9695 | -97.8263 | Non-Lead - Plastic | No | After 2014 |  | Non-Lead - Plastic | After 2014 |  | Non-Lead | No | No |  | Single Family Residence | No | No | No | Tier 5
3882361 | 166 | Granary Drive | Uhland | 78640 | Harvest Creek Subdivision | 29.9698 | -97.8268 | Non-Lead - Plastic | No | After 2014 |  | Non-Lead - Plastic | After 2014 |  | Non-Lead | No | No |  | Single Family Residence | No | No | No | Tier 5
3801257 | 167 | Granary Drive | Uhland | 78640 | Harvest Creek Subdivision | 29.9698 | -97.8268 | Non-Lead - Plastic | No | After 2014 |  | Non-Lead - Plastic | After 2014 |  | Non-Lead | No | No |  | Single Family Residence | No | No | No | Tier 5
3919619 | 174 | Granary Drive | Uhland | 78640 | Harvest Creek Subdivision | 29.9697 | -97.8269 | Non-Lead - Plastic | No | After 2014 |  | Non-Lead - Plastic | After 2014 |  | Non-Lead | No | No |  | Single Family Residence | No | No | No | Tier 5
3803467 | 175 | Granary Drive | Uhland | 78640 | Harvest Creek Subdivision | 29.9694 | -97.8265 | Non-Lead - Plastic | No | After 2014 |  | Non-Lead - Plastic | After 2014 |  | Non-Lead | No | No |  | Single Family Residence | No | No | No | Tier 5
3890744 | 182 | Granary Drive | Uhland | 78640 | Harvest Creek Subdivision | 29.9696 | -97.8269 | Non-Lead - Plastic | No | After 2014 |  | Non-Lead - Plastic | After 2014 |  | Non-Lead | No | No |  | Single Family Residence | No | No | No | Tier 5
3856422 | 183 | Granary Drive | Uhland | 78640 | Harvest Creek Subdivision | 29.9693 | -97.8266 | Non-Lead - Plastic | No | After 2014 |  | Non-Lead - Plastic | After 2014 |  | Non-Lead | No | No |  | Single Family Residence | No | No | No | Tier 5
3883870 | 190 | Granary Drive | Uhland | 78640 | Harvest Creek Subdivision | 29.9695 | -97.827 | Non-Lead - Plastic | No | After 2014 |  | Non-Lead - Plastic | After 2014 |  | Non-Lead | No | No |  | Single Family Residence | No | No | No | Tier 5
3814166 | 196 | Granary Drive | Uhland | 78640 | Harvest Creek Subdivision | 29.9694 | -97.8271 | Non-Lead - Plastic | No | After 2014 |  | Non-Lead - Plastic | After 2014 |  | Non-Lead | No | No |  | Single Family Residence | No | No | No | Tier 5
6342941 | 197 | Granary Drive | Uhland | 78640 | 3865686, Harvest Creek Subdivision | 29.9691 | -97.8268 | Non-Lead - Plastic | No | After 2014 |  | Non-Lead - Plastic | After 2014 |  | Non-Lead | No | No |  | Single Family Residence | No | No | No | Tier 5
3722689 | 204 | Granary Drive | Uhland | 78640 | Harvest Creek Subdivision | 29.9694 | -97.8272 | Non-Lead - Plastic | No | After 2014 |  | Non-Lead - Plastic | After 2014 |  | Non-Lead | No | No |  | Single Family Residence | No | No | No | Tier 5
3890726 | 205 | Granary Drive | Uhland | 78640 | Harvest Creek Subdivision | 29.9691 | -97.8269 | Non-Lead - Plastic | No | After 2014 |  | Non-Lead - Plastic | After 2014 |  | Non-Lead | No | No |  | Single Family Residence | No | No | No | Tier 5
3722544 | 212 | Granary Drive | Uhland | 78640 | Harvest Creek Subdivision | 29.9693 | -97.8273 | Non-Lead - Plastic | No | After 2014 |  | Non-Lead - Plastic | After 2014 |  | Non-Lead | No | No |  | Single Family Residence | No | No | No | Tier 5
3729235 | 213 | Granary Drive | Uhland | 78640 | Harvest Creek Subdivision | 29.969 | -97.8269 | Non-Lead - Plastic | No | After 2014 |  | Non-Lead - Plastic | After 2014 |  | Non-Lead | No | No |  | Single Family Residence | No | No | No | Tier 5
3919630 | 220 | Granary Drive | Uhland | 78640 | Harvest Creek Subdivision | 29.9692 | -97.8274 | Non-Lead - Plastic | No | After 2014 |  | Non-Lead - Plastic | After 2014 |  | Non-Lead | No | No |  | Single Family Residence | No | No | No | Tier 5
3729094 | 221 | Granary Drive | Uhland | 78640 | Harvest Creek Subdivision | 29.9689 | -97.827 | Non-Lead - Plastic | No | After 2014 |  | Non-Lead - Plastic | After 2014 |  | Non-Lead | No | No |  | Single Family Residence | No | No | No | Tier 5
3724284 | 226 | Granary Drive | Uhland | 78640 | Harvest Creek Subdivision | 29.9691 | -97.8275 | Non-Lead - Plastic | No | After 2014 |  | Non-Lead - Plastic | After 2014 |  | Non-Lead | No | No |  | Single Family Residence | No | No | No | Tier 5
3729412 | 234 | Granary Drive | Uhland | 78640 | Harvest Creek Subdivision | 29.9691 | -97.8275 | Non-Lead - Plastic | No | After 2014 |  | Non-Lead - Plastic | After 2014 |  | Non-Lead | No | No |  | Single Family Residence | No | No | No | Tier 5
3764158 | 242 | Granary Dr | Uhland | 78640 | Harvest Creek Subdivision | 29.969 | -97.8277 | Non-Lead - Plastic | No | After 2014 |  | Non-Lead - Plastic | After 2014 |  | Non-Lead | No | No |  | Single Family Residence | No | No | No | Tier 5
3768413 | 359 | Sickle Loop | Uhland | 78640 | Harvest Creek Subdivision | 29.9716 | -97.8232 | Non-Lead - Plastic | No | After 2014 |  | Non-Lead - Plastic | After 2014 |  | Non-Lead | No | No |  | Single Family Residence | No | No | No | Tier 5
3768972 | 367 | Sickle Loop | Uhland | 78640 | Harvest Creek Subdivision | 29.971 | -97.8247 | Non-Lead - Plastic | No | After 2014 |  | Non-Lead - Plastic | After 2014 |  | Non-Lead | No | No |  | Single Family Residence | No | No | No | Tier 5
3722327 | 374 | Sickle Loop | Uhland | 78640 | Harvest Creek Subdivision | 29.9712 | -97.8252 | Non-Lead - Plastic | No | After 2014 |  | Non-Lead - Plastic | After 2014 |  | Non-Lead | No | No |  | Single Family Residence | No | No | No | Tier 5
3769816 | 375 | Sickle Loop | Uhland | 78640 | Harvest Creek Subdivision | 29.9709 | -97.8248 | Non-Lead - Plastic | No | After 2014 |  | Non-Lead - Plastic | After 2014 |  | Non-Lead | No | No |  | Single Family Residence | No | No | No | Tier 5
3522208 | 382 | Sickle Loop | Uhland | 78640 | Harvest Creek Subdivision | 29.9711 | -97.8253 | Non-Lead - Plastic | No | After 2014 |  | Non-Lead - Plastic | After 2014 |  | Non-Lead | No | No |  | Single Family Residence | No | No | No | Tier 5
3816760 | 383 | Sickle Loop | Uhland | 78640 | Harvest Creek Subdivision | 29.9708 | -97.8249 | Non-Lead - Plastic | No | After 2014 |  | Non-Lead - Plastic | After 2014 |  | Non-Lead | No | No |  | Single Family Residence | No | No | No | Tier 5
3809564 | 389 | Sickle Loop | Uhland | 78640 | Harvest Creek Subdivision | 29.9707 | -97.825 | Non-Lead - Plastic | No | After 2014 |  | Non-Lead - Plastic | After 2014 |  | Non-Lead | No | No |  | Single Family Residence | No | No | No | Tier 5
3769018 | 390 | Sickle Loop | Uhland | 78640 | Harvest Creek Subdivision | 29.9711 | -97.8253 | Non-Lead - Plastic | No | After 2014 |  | Non-Lead - Plastic | After 2014 |  | Non-Lead | No | No |  | Single Family Residence | No | No | No | Tier 5
3527533 | 397 | Sickle Loop | Uhland | 78640 | Harvest Creek Subdivision | 29.9706 | -97.825 | Non-Lead - Plastic | No | After 2014 |  | Non-Lead - Plastic | After 2014 |  | Non-Lead | No | No |  | Single Family Residence | No | No | No | Tier 5
3767719 | 398 | Sickle Loop | Uhland | 78640 | Harvest Creek Subdivision | 29.9709 | -97.8254 | Non-Lead - Plastic | No | After 2014 |  | Non-Lead - Plastic | After 2014 |  | Non-Lead | No | No |  | Single Family Residence | No | No | No | Tier 5
3766643 | 404 | Sickle loop | Uhland | 78640 | Harvest Creek Subdivision | 29.9709 | -97.8255 | Non-Lead - Plastic | No | After 2014 |  | Non-Lead - Plastic | After 2014 |  | Non-Lead | No | No |  | Single Family Residence | No | No | No | Tier 5
3883876 | 405 | Sickle Loop | Uhland | 78640 | Harvest Creek Subdivision | 29.9706 | -97.8251 | Non-Lead - Plastic | No | After 2014 |  | Non-Lead - Plastic | After 2014 |  | Non-Lead | No | No |  | Single Family Residence | No | No | No | Tier 5
3770060 | 412 | Sickle Loop | Uhland | 78640 | Harvest Creek Subdivision | 29.9707 | -97.8257 | Non-Lead - Plastic | No | After 2014 |  | Non-Lead - Plastic | After 2014 |  | Non-Lead | No | No |  | Single Family Residence | No | No | No | Tier 5
3809955 | 413 | Sickle Loop | Uhland | 78640 | Harvest Creek Subdivision | 29.9705 | -97.8252 | Non-Lead - Plastic | No | After 2014 |  | Non-Lead - Plastic | After 2014 |  | Non-Lead | No | No |  | Single Family Residence | No | No | No | Tier 5
3881058 | 419 | Sickle Loop | Uhland | 78640 | Harvest Creek Subdivision | 29.9704 | -97.8253 | Non-Lead - Plastic | No | After 2014 |  | Non-Lead - Plastic | After 2014 |  | Non-Lead | No | No |  | Single Family Residence | No | No | No | Tier 5
3896069 | 420 | Sickle Loop | Uhland | 78640 | 3770038, Harvest Creek Subdivision | 29.9707 | -97.8257 | Non-Lead - Plastic | No | After 2014 |  | Non-Lead - Plastic | After 2014 |  | Non-Lead | No | No |  | Single Family Residence | No | No | No | Tier 5
3882081 | 427 | Sickle Loop | Uhland | 78640 | Harvest Creek Subdivision | 29.9703 | -97.8254 | Non-Lead - Plastic | No | After 2014 |  | Non-Lead - Plastic | After 2014 |  | Non-Lead | No | No |  | Single Family Residence | No | No | No | Tier 5
3769024 | 428 | Sickle Loop | Uhland | 78640 | Harvest Creek Subdivision | 29.9706 | -97.8258 | Non-Lead - Plastic | No | After 2014 |  | Non-Lead - Plastic | After 2014 |  | Non-Lead | No | No |  | Single Family Residence | No | No | No | Tier 5
3233168 | 145 | Granary Dr | Uhland | 78640 | Harvest Creek Subdivision | 29.9697 | -97.8261 | Non-Lead - Plastic | No | After 2014 |  | Non-Lead - Plastic | After 2014 |  | Non-Lead | No | No |  | Single Family Residence | No | No | No | Tier 5
3805678 | 137 | Granary Dr | Uhland | 78640 | Harvest Creek Subdivision | 29.9698 | -97.826 | Non-Lead - Plastic | No | After 2014 |  | Non-Lead - Plastic | After 2014 |  | Non-Lead | No | No |  | Single Family Residence | No | No | No | Tier 5
3805553 | 121 | Granary Dr | Uhland | 78640 | Harvest Creek Subdivision | 29.9699 | -97.8259 | Non-Lead - Plastic | No | After 2014 |  | Non-Lead - Plastic | After 2014 |  | Non-Lead | No | No |  | Single Family Residence | No | No | No | Tier 5
3891164 | 152 | Granary Drive | Uhland | 78640 | Harvest Creek Subdivision | 29.9699 | -97.8266 | Non-Lead - Plastic | No | After 2014 |  | Non-Lead - Plastic | After 2014 |  | Non-Lead | No | No |  | Single Family Residence | No | No | No | Tier 5
3804712 | 144 | Granary Drive | Uhland | 78640 | Harvest Creek Subdivision | 29.97 | -97.8265 | Non-Lead - Plastic | No | After 2014 |  | Non-Lead - Plastic | After 2014 |  | Non-Lead | No | No |  | Single Family Residence | No | No | No | Tier 5
3875774 | 189 | Granary Drive | Uhland | 78640 | Harvest Creek Subdivision | 29.9692 | -97.8267 | Non-Lead - Plastic | No | After 2014 |  | Non-Lead - Plastic | After 2014 |  | Non-Lead | No | No |  | Single Family Residence | No | No | No | Tier 5
3805608 | 129 | Granary Dr | Uhland | 78640 | Harvest Creek Subdivision | 29.9698 | -97.826 | Non-Lead - Plastic | No | After 2014 |  | Non-Lead - Plastic | After 2014 |  | Non-Lead | No | No |  | Single Family Residence | No | No | No | Tier 5
3967557 | 320 | Sickle Loop | Uhland | 78640 | Harvest Creek Subdivision | 29.9718 | -97.8246 | Non-Lead - Plastic | No | After 2014 |  | Non-Lead - Plastic | After 2014 |  | Non-Lead | No | No |  | Single Family Residence | No | No | No | Tier 5
3964176 | 328 | Sickle Loop | Uhland | 78640 | Harvest Creek Subdivision | 29.9717 | -97.8247 | Non-Lead - Plastic | No | After 2014 |  | Non-Lead - Plastic | After 2014 |  | Non-Lead | No | No |  | Single Family Residence | No | No | No | Tier 5
3981289 | 336 | Sickle Loop | Uhland | 78640 | Harvest Creek Subdivision | 29.9716 | -97.8248 | Non-Lead - Plastic | No | After 2014 |  | Non-Lead - Plastic | After 2014 |  | Non-Lead | No | No |  | Single Family Residence | No | No | No | Tier 5
3963593 | 352 | Sickle Loop | Uhland | 78640 | Harvest Creek Subdivision | 29.9714 | -97.825 | Non-Lead - Plastic | No | After 2014 |  | Non-Lead - Plastic | After 2014 |  | Non-Lead | No | No |  | Single Family Residence | No | No | No | Tier 5
3804260 | 358 | Sickle Loop | Uhland | 78640 | Harvest Creek Subdivision | 29.9713 | -97.8251 | Non-Lead - Plastic | No | After 2014 |  | Non-Lead - Plastic | After 2014 |  | Non-Lead | No | No |  | Single Family Residence | No | No | No | Tier 5
3808450 | 366 | Sickle Loop | Uhland | 78640 | Harvest Creek Subdivision | 29.9713 | -97.8251 | Non-Lead - Plastic | No | After 2014 |  | Non-Lead - Plastic | After 2014 |  | Non-Lead | No | No |  | Single Family Residence | No | No | No | Tier 5
3654889 | 113 | Granary Dr | Uhland | 78640 | Harvest Creek Subdivision | 29.97 | -97.8258 | Non-Lead - Plastic | No | After 2014 |  | Non-Lead - Plastic | After 2014 |  | Non-Lead | No | No |  | Single Family Residence | No | No | No | Tier 5
3984206 | 218 | Sickle Loop | Uhland | 78640 | Harvest Creek Subdivision | 29.9708 | -97.8235 | Non-Lead - Plastic | No | After 2014 |  | Non-Lead - Plastic | After 2014 |  | Non-Lead | No | No |  | Single Family Residence | No | No | No | Tier 5
3981218 | 226 | Sickle Loop | Uhland | 78640 | Harvest Creek Subdivision | 29.9709 | -97.8234 | Non-Lead - Plastic | No | After 2014 |  | Non-Lead - Plastic | After 2014 |  | Non-Lead | No | No |  | Single Family Residence | No | No | No | Tier 5
3972726 | 234 | Sickle Loop | Uhland | 78640 | Harvest Creek Subdivision | 29.971 | -97.8202 | Non-Lead - Plastic | No | After 2014 |  | Non-Lead - Plastic | After 2014 |  | Non-Lead | No | No |  | Single Family Residence | No | No | No | Tier 5
3963738 | 135 | Harvest Creek Dr | Uhland | 78640 | Harvest Creek Subdivision | 29.9692 | -97.8254 | Non-Lead - Plastic | No | After 2014 |  | Non-Lead - Plastic | After 2014 |  | Non-Lead | No | No |  | Single Family Residence | No | No | No | Tier 5
3955158 | 128 | Harvest Creek Drive | Uhland | 78640 | Harvest Creek Subdivision | 29.9696 | -97.8256 | Non-Lead - Plastic | No | After 2014 |  | Non-Lead - Plastic | After 2014 |  | Non-Lead | No | No |  | Single Family Residence | No | No | No | Tier 5
3977175 | 119 | Harvest Creek Drive | Uhland | 78640 | Harvest Creek Subdivision | 29.9694 | -97.8252 | Non-Lead - Plastic | No | After 2014 |  | Non-Lead - Plastic | After 2014 |  | Non-Lead | No | No |  | Single Family Residence | No | No | No | Tier 5
3977815 | 113 | Harvest Creek Drive | Uhland | 78640 | Harvest Creek Subdivision | 29.9694 | -97.8251 | Non-Lead - Plastic | No | After 2014 |  | Non-Lead - Plastic | After 2014 |  | Non-Lead | No | No |  | Single Family Residence | No | No | No | Tier 5
3919784 | 112 | Harvest Creek Drive | Uhland | 78640 | Harvest Creek Subdivision | 29.9697 | -97.8255 | Non-Lead - Plastic | No | After 2014 |  | Non-Lead - Plastic | After 2014 |  | Non-Lead | No | No |  | Single Family Residence | No | No | No | Tier 5
3923952 | 132 | Sickle Loop | Uhland | 78640 | Harvest Creek Subdivision | 29.9699 | -97.8246 | Non-Lead - Plastic | No | After 2014 |  | Non-Lead - Plastic | After 2014 |  | Non-Lead | No | No |  | Single Family Residence | No | No | No | Tier 5
3735973 | 114 | Sickle Loop | Uhland | 78640 | Harvest Creek Subdivision | 29.9697 | -97.8248 | Non-Lead - Plastic | No | After 2014 |  | Non-Lead - Plastic | After 2014 |  | Non-Lead | No | No |  | Single Family Residence | No | No | No | Tier 5
3879846 | 142 | Sickle Loop | Uhland | 78640 | Harvest Creek Subdivision | 29.97 | -97.8245 | Non-Lead - Plastic | No | After 2014 |  | Non-Lead - Plastic | After 2014 |  | Non-Lead | No | No |  | Single Family Residence | No | No | No | Tier 5
3727692 | 122 | Sickle Loop | Uhland | 78640 | Harvest Creek Subdivision | 29.9698 | -97.8247 | Non-Lead - Plastic | No | After 2014 |  | Non-Lead - Plastic | After 2014 |  | Non-Lead | No | No |  | Single Family Residence | No | No | No | Tier 5
3730572 | 150 | Sickle Loop | Uhland | 78640 | Harvest Creek Subdivision | 29.9701 | -97.8243 | Non-Lead - Plastic | No | After 2014 |  | Non-Lead - Plastic | After 2014 |  | Non-Lead | No | No |  | Single Family Residence | No | No | No | Tier 5
3834829 | 160 | Sickle Loop | Uhland | 78640 | Harvest Creek Subdivision | 29.9702 | -97.8242 | Non-Lead - Plastic | No | After 2014 |  | Non-Lead - Plastic | After 2014 |  | Non-Lead | No | No |  | Single Family Residence | No | No | No | Tier 5
3755775 | 161 | Sickle Loop | Uhland | 78640 | Harvest Creek Subdivision | 29.9705 | -97.8246 | Non-Lead - Plastic | No | After 2014 |  | Non-Lead - Plastic | After 2014 |  | Non-Lead | No | No |  | Single Family Residence | No | No | No | Tier 5
3809926 | 169 | Sickle Loop | Uhland | 78640 | Harvest Creek Subdivision | 29.9706 | -97.8245 | Non-Lead - Plastic | No | After 2014 |  | Non-Lead - Plastic | After 2014 |  | Non-Lead | No | No |  | Single Family Residence | No | No | No | Tier 5
3835222 | 170 | Sickle Loop | Uhland | 78640 | Harvest Creek Subdivision | 29.9703 | -97.8241 | Non-Lead - Plastic | No | After 2014 |  | Non-Lead - Plastic | After 2014 |  | Non-Lead | No | No |  | Single Family Residence | No | No | No | Tier 5
3856167 | 177 | Sickle Loop | Uhland | 78640 | Harvest Creek Subdivision | 29.971 | -97.8231 | Non-Lead - Plastic | No | After 2014 |  | Non-Lead - Plastic | After 2014 |  | Non-Lead | No | No |  | Single Family Residence | No | No | No | Tier 5
3725989 | 180 | Sickle Loop | Uhland | 78640 | Harvest Creek Subdivision | 29.9704 | -97.824 | Non-Lead - Plastic | No | After 2014 |  | Non-Lead - Plastic | After 2014 |  | Non-Lead | No | No |  | Single Family Residence | No | No | No | Tier 5
9669725 | 112 | Granary Drive | Uhland | 78640 | Harvest Creek Subdivision | 29.9703 | -97.8262 | Non-Lead - Plastic | No | After 2014 |  | Non-Lead - Plastic | After 2014 |  | Non-Lead | No | No |  | Single Family Residence | No | No | No | Tier 5
9664581 | 120 | Granary Dr | Uhland | 78640 | Harvest Creek Subdivision | 29.9702 | -97.8262 | Non-Lead - Plastic | No | After 2014 |  | Non-Lead - Plastic | After 2014 |  | Non-Lead | No | No |  | Single Family Residence | No | No | No | Tier 5
9677266 | 128 | Granary Drive | Uhland | 78640 | Harvest Creek Subdivision | 29.9702 | -97.8263 | Non-Lead - Plastic | No | After 2014 |  | Non-Lead - Plastic | After 2014 |  | Non-Lead | No | No |  | Single Family Residence | No | No | No | Tier 5
9663260 | 136 | Granary Drive | Uhland | 78640 | Harvest Creek Subdivision | 29.9701 | -97.8264 | Non-Lead - Plastic | No | After 2014 |  | Non-Lead - Plastic | After 2014 |  | Non-Lead | No | No |  | Single Family Residence | No | No | No | Tier 5
15628281 | 115 | Sickle Loop | Uhland | 78640 | 3953946, Harvest Creek Subdivision | 29.9701 | -97.8251 | Non-Lead - Plastic | No | After 2014 |  | Non-Lead - Plastic | After 2014 |  | Non-Lead | No | No |  | Single Family Residence | No | No | No | Tier 5
3929661 | 131 | Sickle Loop | Uhland | 78640 | Harvest Creek Subdivision | 29.9702 | -97.825 | Non-Lead - Plastic | No | After 2014 |  | Non-Lead - Plastic | After 2014 |  | Non-Lead | No | No |  | Single Family Residence | No | No | No | Tier 5
3891332 | 139 | Sickle Loop | Uhland | 78640 | Harvest Creek Subdivision | 29.9703 | -97.8249 | Non-Lead - Plastic | No | After 2014 |  | Non-Lead - Plastic | After 2014 |  | Non-Lead | No | No |  | Single Family Residence | No | No | No | Tier 5
3925290 | 147 | Sickle Loop | Uhland | 78640 | Harvest Creek Subdivision | 29.9704 | -97.8248 | Non-Lead - Plastic | No | After 2014 |  | Non-Lead - Plastic | After 2014 |  | Non-Lead | No | No |  | Single Family Residence | No | No | No | Tier 5
3895826 | 155 | Sickle Loop | Uhland | 78640 | Harvest Creek Subdivision | 29.9704 | -97.8246 | Non-Lead - Plastic | No | After 2014 |  | Non-Lead - Plastic | After 2014 |  | Non-Lead | No | No |  | Single Family Residence | No | No | No | Tier 5
9784331 | 188 | Sickle Loop | Uhland | 78640 | Harvest Creek Subdivision | 29.9705 | -97.8239 | Non-Lead - Plastic | No | After 2014 |  | Non-Lead - Plastic | After 2014 |  | Non-Lead | No | No |  | Single Family Residence | No | No | No | Tier 5
9786701 | 191 | Sickle Loop | Uhland | 78640 | Harvest Creek Subdivision | 29.9709 | -97.8242 | Non-Lead - Plastic | No | After 2014 |  | Non-Lead - Plastic | After 2014 |  | Non-Lead | No | No |  | Single Family Residence | No | No | No | Tier 5
9664583 | 198 | Sickle Loop | Uhland | 78640 | Harvest Creek Subdivision | 29.9706 | -97.8238 | Non-Lead - Plastic | No | After 2014 |  | Non-Lead - Plastic | After 2014 |  | Non-Lead | No | No |  | Single Family Residence | No | No | No | Tier 5
9754585 | 199 | Sickle Loop | Uhland | 78640 | Harvest Creek Subdivision | 29.9709 | -97.8241 | Non-Lead - Plastic | No | After 2014 |  | Non-Lead - Plastic | After 2014 |  | Non-Lead | No | No |  | Single Family Residence | No | No | No | Tier 5
3810058 | 207 | Sickle Loop | Uhland | 78640 | Harvest Creek Subdivision | 29.9709 | -97.8241 | Non-Lead - Plastic | No | After 2014 |  | Non-Lead - Plastic | After 2014 |  | Non-Lead | No | No |  | Single Family Residence | No | No | No | Tier 5
3967173 | 335 | Sickle Loop | Uhland | 78640 | Harvest Creek Subdivision | 29.9713 | -97.8244 | Non-Lead - Plastic | No | After 2014 |  | Non-Lead - Plastic | After 2014 |  | Non-Lead | No | No |  | Single Family Residence | No | No | No | Tier 5
3896069 | 420 | Sickle Loop | Uhland | 78640 | 3770038, Harvest Creek Subdivision | 29.9707 | -97.8257 | Non-Lead - Plastic | No | After 2014 |  | Non-Lead - Plastic | After 2014 |  | Non-Lead | No | No |  | Single Family Residence | No | No | No | Tier 5
3882081 | 427 | Sickle Loop | Uhland | 78640 | Harvest Creek Subdivision | 29.9703 | -97.8254 | Non-Lead - Plastic | No | After 2014 |  | Non-Lead - Plastic | After 2014 |  | Non-Lead | No | No |  | Single Family Residence | No | No | No | Tier 5
3769024 | 428 | Sickle Loop | Uhland | 78640 | Harvest Creek Subdivision | 29.9706 | -97.8258 | Non-Lead - Plastic | No | After 2014 |  | Non-Lead - Plastic | After 2014 |  | Non-Lead | No | No |  | Single Family Residence | No | No | No | Tier 5
3233168 | 145 | Granary Dr | Uhland | 78640 | Harvest Creek Subdivision | 29.9697 | -97.8261 | Non-Lead - Plastic | No | After 2014 |  | Non-Lead - Plastic | After 2014 |  | Non-Lead | No | No |  | Single Family Residence | No | No | No | Tier 5
3805678 | 137 | Granary Dr | Uhland | 78640 | Harvest Creek Subdivision | 29.9698 | -97.826 | Non-Lead - Plastic | No | After 2014 |  | Non-Lead - Plastic | After 2014 |  | Non-Lead | No | No |  | Single Family Residence | No | No | No | Tier 5
3805553 | 121 | Granary Dr | Uhland | 78640 | Harvest Creek Subdivision | 29.9699 | -97.8259 | Non-Lead - Plastic | No | After 2014 |  | Non-Lead - Plastic | After 2014 |  | Non-Lead | No | No |  | Single Family Residence | No | No | No | Tier 5
3891164 | 152 | Granary Drive | Uhland | 78640 | Harvest Creek Subdivision | 29.9699 | -97.8266 | Non-Lead - Plastic | No | After 2014 |  | Non-Lead - Plastic | After 2014 |  | Non-Lead | No | No |  | Single Family Residence | No | No | No | Tier 5
3804712 | 144 | Granary Drive | Uhland | 78640 | Harvest Creek Subdivision | 29.97 | -97.8265 | Non-Lead - Plastic | No | After 2014 |  | Non-Lead - Plastic | After 2014 |  | Non-Lead | No | No |  | Single Family Residence | No | No | No | Tier 5
3875774 | 189 | Granary Drive | Uhland | 78640 | Harvest Creek Subdivision | 29.9692 | -97.8267 | Non-Lead - Plastic | No | After 2014 |  | Non-Lead - Plastic | After 2014 |  | Non-Lead | No | No |  | Single Family Residence | No | No | No | Tier 5
3805608 | 129 | Granary Dr | Uhland | 78640 | Harvest Creek Subdivision | 29.9698 | -97.826 | Non-Lead - Plastic | No | After 2014 |  | Non-Lead - Plastic | After 2014 |  | Non-Lead | No | No |  | Single Family Residence | No | No | No | Tier 5
3967557 | 320 | Sickle Loop | Uhland | 78640 | Harvest Creek Subdivision | 29.9718 | -97.8246 | Non-Lead - Plastic | No | After 2014 |  | Non-Lead - Plastic | After 2014 |  | Non-Lead | No | No |  | Single Family Residence | No | No | No | Tier 5
3964176 | 328 | Sickle Loop | Uhland | 78640 | Harvest Creek Subdivision | 29.9717 | -97.8247 | Non-Lead - Plastic | No | After 2014 |  | Non-Lead - Plastic | After 2014 |  | Non-Lead | No | No |  | Single Family Residence | No | No | No | Tier 5
3981289 | 336 | Sickle Loop | Uhland | 78640 | Harvest Creek Subdivision | 29.9716 | -97.8248 | Non-Lead - Plastic | No | After 2014 |  | Non-Lead - Plastic | After 2014 |  | Non-Lead | No | No |  | Single Family Residence | No | No | No | Tier 5
3963593 | 352 | Sickle Loop | Uhland | 78640 | Harvest Creek Subdivision | 29.9714 | -97.825 | Non-Lead - Plastic | No | After 2014 |  | Non-Lead - Plastic | After 2014 |  | Non-Lead | No | No |  | Single Family Residence | No | No | No | Tier 5
3804260 | 358 | Sickle Loop | Uhland | 78640 | Harvest Creek Subdivision | 29.9713 | -97.8251 | Non-Lead - Plastic | No | After 2014 |  | Non-Lead - Plastic | After 2014 |  | Non-Lead | No | No |  | Single Family Residence | No | No | No | Tier 5
3808450 | 366 | Sickle Loop | Uhland | 78640 | Harvest Creek Subdivision | 29.9713 | -97.8251 | Non-Lead - Plastic | No | After 2014 |  | Non-Lead - Plastic | After 2014 |  | Non-Lead | No | No |  | Single Family Residence | No | No | No | Tier 5
3654889 | 113 | Granary Dr | Uhland | 78640 | Harvest Creek Subdivision | 29.97 | -97.8258 | Non-Lead - Plastic | No | After 2014 |  | Non-Lead - Plastic | After 2014 |  | Non-Lead | No | No |  | Single Family Residence | No | No | No | Tier 5
3984206 | 218 | Sickle Loop | Uhland | 78640 | Harvest Creek Subdivision | 29.9708 | -97.8235 | Non-Lead - Plastic | No | After 2014 |  | Non-Lead - Plastic | After 2014 |  | Non-Lead | No | No |  | Single Family Residence | No | No | No | Tier 5
3981218 | 226 | Sickle Loop | Uhland | 78640 | Harvest Creek Subdivision | 29.9709 | -97.8234 | Non-Lead - Plastic | No | After 2014 |  | Non-Lead - Plastic | After 2014 |  | Non-Lead | No | No |  | Single Family Residence | No | No | No | Tier 5
3972726 | 234 | Sickle Loop | Uhland | 78640 | Harvest Creek Subdivision | 29.971 | -97.8202 | Non-Lead - Plastic | No | After 2014 |  | Non-Lead - Plastic | After 2014 |  | Non-Lead | No | No |  | Single Family Residence | No | No | No | Tier 5
3963738 | 135 | Harvest Creek Dr | Uhland | 78640 | Harvest Creek Subdivision | 29.9692 | -97.8254 | Non-Lead - Plastic | No | After 2014 |  | Non-Lead - Plastic | After 2014 |  | Non-Lead | No | No |  | Single Family Residence | No | No | No | Tier 5
3955158 | 128 | Harvest Creek Drive | Uhland | 78640 | Harvest Creek Subdivision | 29.9696 | -97.8256 | Non-Lead - Plastic | No | After 2014 |  | Non-Lead - Plastic | After 2014 |  | Non-Lead | No | No |  | Single Family Residence | No | No | No | Tier 5
3977175 | 119 | Harvest Creek Drive | Uhland | 78640 | Harvest Creek Subdivision | 29.9694 | -97.8252 | Non-Lead - Plastic | No | After 2014 |  | Non-Lead - Plastic | After 2014 |  | Non-Lead | No | No |  | Single Family Residence | No | No | No | Tier 5
3977815 | 113 | Harvest Creek Drive | Uhland | 78640 | Harvest Creek Subdivision | 29.9694 | -97.8251 | Non-Lead - Plastic | No | After 2014 |  | Non-Lead - Plastic | After 2014 |  | Non-Lead | No | No |  | Single Family Residence | No | No | No | Tier 5
3919784 | 112 | Harvest Creek Drive | Uhland | 78640 | Harvest Creek Subdivision | 29.9697 | -97.8255 | Non-Lead - Plastic | No | After 2014 |  | Non-Lead - Plastic | After 2014 |  | Non-Lead | No | No |  | Single Family Residence | No | No | No | Tier 5
3923952 | 132 | Sickle Loop | Uhland | 78640 | Harvest Creek Subdivision | 29.9699 | -97.8246 | Non-Lead - Plastic | No | After 2014 |  | Non-Lead - Plastic | After 2014 |  | Non-Lead | No | No |  | Single Family Residence | No | No | No | Tier 5
3735973 | 114 | Sickle Loop | Uhland | 78640 | Harvest Creek Subdivision | 29.9697 | -97.8248 | Non-Lead - Plastic | No | After 2014 |  | Non-Lead - Plastic | After 2014 |  | Non-Lead | No | No |  | Single Family Residence | No | No | No | Tier 5
3879846 | 142 | Sickle Loop | Uhland | 78640 | Harvest Creek Subdivision | 29.97 | -97.8245 | Non-Lead - Plastic | No | After 2014 |  | Non-Lead - Plastic | After 2014 |  | Non-Lead | No | No |  | Single Family Residence | No | No | No | Tier 5
3727692 | 122 | Sickle Loop | Uhland | 78640 | Harvest Creek Subdivision | 29.9698 | -97.8247 | Non-Lead - Plastic | No | After 2014 |  | Non-Lead - Plastic | After 2014 |  | Non-Lead | No | No |  | Single Family Residence | No | No | No | Tier 5
3730572 | 150 | Sickle Loop | Uhland | 78640 | Harvest Creek Subdivision | 29.9701 | -97.8243 | Non-Lead - Plastic | No | After 2014 |  | Non-Lead - Plastic | After 2014 |  | Non-Lead | No | No |  | Single Family Residence | No | No | No | Tier 5
3834829 | 160 | Sickle Loop | Uhland | 78640 | Harvest Creek Subdivision | 29.9702 | -97.8242 | Non-Lead - Plastic | No | After 2014 |  | Non-Lead - Plastic | After 2014 |  | Non-Lead | No | No |  | Single Family Residence | No | No | No | Tier 5
3755775 | 161 | Sickle Loop | Uhland | 78640 | Harvest Creek Subdivision | 29.9705 | -97.8246 | Non-Lead - Plastic | No | After 2014 |  | Non-Lead - Plastic | After 2014 |  | Non-Lead | No | No |  | Single Family Residence | No | No | No | Tier 5
3809926 | 169 | Sickle Loop | Uhland | 78640 | Harvest Creek Subdivision | 29.9706 | -97.8245 | Non-Lead - Plastic | No | After 2014 |  | Non-Lead - Plastic | After 2014 |  | Non-Lead | No | No |  | Single Family Residence | No | No | No | Tier 5
3835222 | 170 | Sickle Loop | Uhland | 78640 | Harvest Creek Subdivision | 29.9703 | -97.8241 | Non-Lead - Plastic | No | After 2014 |  | Non-Lead - Plastic | After 2014 |  | Non-Lead | No | No |  | Single Family Residence | No | No | No | Tier 5
3856167 | 177 | Sickle Loop | Uhland | 78640 | Harvest Creek Subdivision | 29.971 | -97.8231 | Non-Lead - Plastic | No | After 2014 |  | Non-Lead - Plastic | After 2014 |  | Non-Lead | No | No |  | Single Family Residence | No | No | No | Tier 5
3725989 | 180 | Sickle Loop | Uhland | 78640 | Harvest Creek Subdivision | 29.9704 | -97.824 | Non-Lead - Plastic | No | After 2014 |  | Non-Lead - Plastic | After 2014 |  | Non-Lead | No | No |  | Single Family Residence | No | No | No | Tier 5
9669725 | 112 | Granary Drive | Uhland | 78640 | Harvest Creek Subdivision | 29.9703 | -97.8262 | Non-Lead - Plastic | No | After 2014 |  | Non-Lead - Plastic | After 2014 |  | Non-Lead | No | No |  | Single Family Residence | No | No | No | Tier 5
9664581 | 120 | Granary Dr | Uhland | 78640 | Harvest Creek Subdivision | 29.9702 | -97.8262 | Non-Lead - Plastic | No | After 2014 |  | Non-Lead - Plastic | After 2014 |  | Non-Lead | No | No |  | Single Family Residence | No | No | No | Tier 5
9677266 | 128 | Granary Drive | Uhland | 78640 | Harvest Creek Subdivision | 29.9702 | -97.8263 | Non-Lead - Plastic | No | After 2014 |  | Non-Lead - Plastic | After 2014 |  | Non-Lead | No | No |  | Single Family Residence | No | No | No | Tier 5
9663260 | 136 | Granary Drive | Uhland | 78640 | Harvest Creek Subdivision | 29.9701 | -97.8264 | Non-Lead - Plastic | No | After 2014 |  | Non-Lead - Plastic | After 2014 |  | Non-Lead | No | No |  | Single Family Residence | No | No | No | Tier 5
15628281 | 115 | Sickle Loop | Uhland | 78640 | 3953946, Harvest Creek Subdivision | 29.9701 | -97.8251 | Non-Lead - Plastic | No | After 2014 |  | Non-Lead - Plastic | After 2014 |  | Non-Lead | No | No |  | Single Family Residence | No | No | No | Tier 5
3929661 | 131 | Sickle Loop | Uhland | 78640 | Harvest Creek Subdivision | 29.9702 | -97.825 | Non-Lead - Plastic | No | After 2014 |  | Non-Lead - Plastic | After 2014 |  | Non-Lead | No | No |  | Single Family Residence | No | No | No | Tier 5
3891332 | 139 | Sickle Loop | Uhland | 78640 | Harvest Creek Subdivision | 29.9703 | -97.8249 | Non-Lead - Plastic | No | After 2014 |  | Non-Lead - Plastic | After 2014 |  | Non-Lead | No | No |  | Single Family Residence | No | No | No | Tier 5
3925290 | 147 | Sickle Loop | Uhland | 78640 | Harvest Creek Subdivision | 29.9704 | -97.8248 | Non-Lead - Plastic | No | After 2014 |  | Non-Lead - Plastic | After 2014 |  | Non-Lead | No | No |  | Single Family Residence | No | No | No | Tier 5
3895826 | 155 | Sickle Loop | Uhland | 78640 | Harvest Creek Subdivision | 29.9704 | -97.8246 | Non-Lead - Plastic | No | After 2014 |  | Non-Lead - Plastic | After 2014 |  | Non-Lead | No | No |  | Single Family Residence | No | No | No | Tier 5
9784331 | 188 | Sickle Loop | Uhland | 78640 | Harvest Creek Subdivision | 29.9705 | -97.8239 | Non-Lead - Plastic | No | After 2014 |  | Non-Lead - Plastic | After 2014 |  | Non-Lead | No | No |  | Single Family Residence | No | No | No | Tier 5
9786701 | 191 | Sickle Loop | Uhland | 78640 | Harvest Creek Subdivision | 29.9709 | -97.8242 | Non-Lead - Plastic | No | After 2014 |  | Non-Lead - Plastic | After 2014 |  | Non-Lead | No | No |  | Single Family Residence | No | No | No | Tier 5
9664583 | 198 | Sickle Loop | Uhland | 78640 | Harvest Creek Subdivision | 29.9706 | -97.8238 | Non-Lead - Plastic | No | After 2014 |  | Non-Lead - Plastic | After 2014 |  | Non-Lead | No | No |  | Single Family Residence | No | No | No | Tier 5
9754585 | 199 | Sickle Loop | Uhland | 78640 | Harvest Creek Subdivision | 29.9709 | -97.8241 | Non-Lead - Plastic | No | After 2014 |  | Non-Lead - Plastic | After 2014 |  | Non-Lead | No | No |  | Single Family Residence | No | No | No | Tier 5
3810058 | 207 | Sickle Loop | Uhland | 78640 | Harvest Creek Subdivision | 29.9709 | -97.8241 | Non-Lead - Plastic | No | After 2014 |  | Non-Lead - Plastic | After 2014 |  | Non-Lead | No | No |  | Single Family Residence | No | No | No | Tier 5
3967173 | 335 | Sickle Loop | Uhland | 78640 | Harvest Creek Subdivision | 29.9713 | -97.8244 | Non-Lead - Plastic | No | After 2014 |  | Non-Lead - Plastic | After 2014 |  | Non-Lead | No | No |  | Single Family Residence | No | No | No | Tier 5
9670036 | 120 | Harvest Creek Drive | Uhland | 78640 | 09664125, Harvest Creek Subdivision | 29.9703 | -97.8243 | Non-Lead - Plastic | No | After 2014 |  | Non-Lead - Plastic | After 2014 |  | Non-Lead | No | No |  | Single Family Residence | No | No | No | Tier 5
9790633 | 185 | Sickle Loop | Uhland | 78640 | Harvest Creek Subdivision | 29.9708 | -97.8243 | Non-Lead - Plastic | No | After 2014 |  | Non-Lead - Plastic | After 2014 |  | Non-Lead | No | No |  | Single Family Residence | No | No | No | Tier 5
9668529 | 208 | Sickle Loop | Uhland | 78640 | Harvest Creek Subdivision | 29.9707 | -97.8237 | Non-Lead - Plastic | No | After 2014 |  | Non-Lead - Plastic | After 2014 |  | Non-Lead | No | No |  | Single Family Residence | No | No | No | Tier 5
9786460 | 238 | SICKLE LOOP | Uhland | 78640 | Harvest Creek Subdivision | 29.9711 | -97.8232 | Non-Lead - Plastic | No | After 2014 |  | Non-Lead - Plastic | After 2014 |  | Non-Lead | No | No |  | Single Family Residence | No | No | No | Tier 5
1504397 | 242 | SICKLE LOOP | Uhland | 78640 | 09757681, Harvest Creek Subdivision | 29.9713 | -97.8231 | Non-Lead - Plastic | No | After 2014 |  | Non-Lead - Plastic | After 2014 |  | Non-Lead | No | No |  | Single Family Residence | No | No | No | Tier 5
9758628 | 246 | SICKLE LOOP | Uhland | 78640 | Harvest Creek Subdivision | 29.9714 | -97.8233 | Non-Lead - Plastic | No | After 2014 |  | Non-Lead - Plastic | After 2014 |  | Non-Lead | No | No |  | Single Family Residence | No | No | No | Tier 5
9761834 | 252 | SICKLE LOOP | Uhland | 78640 | Harvest Creek Subdivision | 29.9715 | -97.8234 | Non-Lead - Plastic | No | After 2014 |  | Non-Lead - Plastic | After 2014 |  | Non-Lead | No | No |  | Single Family Residence | No | No | No | Tier 5
3868844 | 251 | Sickle Loop | Uhland | 78640 | Harvest Creek Subdivision | 29.9712 | -97.8238 | Non-Lead - Plastic | No | After 2014 |  | Non-Lead - Plastic | After 2014 |  | Non-Lead | No | No |  | Single Family Residence | No | No | No | Tier 5
9758176 | 259 | Sickle Loop | Uhland | 78640 | Harvest Creek Subdivision | 29.9712 | -97.8239 | Non-Lead - Plastic | No | After 2014 |  | Non-Lead - Plastic | After 2014 |  | Non-Lead | No | No |  | Single Family Residence | No | No | No | Tier 5
9746946 | 262 | SICKLE LOOP | Uhland | 78640 | Harvest Creek Subdivision | 29.9716 | -97.8235 | Non-Lead - Plastic | No | After 2014 |  | Non-Lead - Plastic | After 2014 |  | Non-Lead | No | No |  | Single Family Residence | No | No | No | Tier 5
3881164 | 267 | Sickle Loop | Uhland | 78640 | Harvest Creek Subdivision | 29.9713 | -97.8239 | Non-Lead - Plastic | No | After 2014 |  | Non-Lead - Plastic | After 2014 |  | Non-Lead | No | No |  | Single Family Residence | No | No | No | Tier 5
9754270 | 272 | SICKLE LOOP | Uhland | 78640 | Harvest Creek Subdivision | 29.9717 | -97.8237 | Non-Lead - Plastic | No | After 2014 |  | Non-Lead - Plastic | After 2014 |  | Non-Lead | No | No |  | Single Family Residence | No | No | No | Tier 5
3891817 | 275 | Sickle Loop | Uhland | 78640 | Harvest Creek Subdivision | 29.9714 | -97.824 | Non-Lead - Plastic | No | After 2014 |  | Non-Lead - Plastic | After 2014 |  | Non-Lead | No | No |  | Single Family Residence | No | No | No | Tier 5
9669394 | 282 | Sickle Loop | Uhland | 78640 | Harvest Creek Subdivision | 29.9718 | -97.8238 | Non-Lead - Plastic | No | After 2014 |  | Non-Lead - Plastic | After 2014 |  | Non-Lead | No | No |  | Single Family Residence | No | No | No | Tier 5
9762228 | 283 | Sickle Loop | Uhland | 78640 | Harvest Creek Subdivision | 29.9715 | -97.8241 | Non-Lead - Plastic | No | After 2014 |  | Non-Lead - Plastic | After 2014 |  | Non-Lead | No | No |  | Single Family Residence | No | No | No | Tier 5
3891743 | 290 | sickle Loop | Uhland | 78640 | Harvest Creek Subdivision | 29.9719 | -97.8238 | Non-Lead - Plastic | No | After 2014 |  | Non-Lead - Plastic | After 2014 |  | Non-Lead | No | No |  | Single Family Residence | No | No | No | Tier 5
9761916 | 291 | Sickle Loop | Uhland | 78640 | Harvest Creek Subdivision | 29.9716 | -97.8242 | Non-Lead - Plastic | No | After 2014 |  | Non-Lead - Plastic | After 2014 |  | Non-Lead | No | No |  | Single Family Residence | No | No | No | Tier 5
9753795 | 298 | Sickle Loop | Uhland | 78640 | Harvest Creek Subdivision | 29.9721 | -97.824 | Non-Lead - Plastic | No | After 2014 |  | Non-Lead - Plastic | After 2014 |  | Non-Lead | No | No |  | Single Family Residence | No | No | No | Tier 5
9758603 | 302 | Sickle Loop | Uhland | 78640 | Harvest Creek Subdivision | 29.9721 | -97.8243 | Non-Lead - Plastic | No | After 2014 |  | Non-Lead - Plastic | After 2014 |  | Non-Lead | No | No |  | Single Family Residence | No | No | No | Tier 5
9762760 | 306 | Sickle Loop | Uhland | 78640 | Harvest Creek Subdivision | 29.972 | -97.8244 | Non-Lead - Plastic | No | After 2014 |  | Non-Lead - Plastic | After 2014 |  | Non-Lead | No | No |  | Single Family Residence | No | No | No | Tier 5
9756056 | 312 | Sickle Loop | Uhland | 78640 | Harvest Creek Subdivision | 29.9719 | -97.8245 | Non-Lead - Plastic | No | After 2014 |  | Non-Lead - Plastic | After 2014 |  | Non-Lead | No | No |  | Single Family Residence | No | No | No | Tier 5
9664540 | 343 | Sickle Loop | Uhland | 78640 | Harvest Creek Subdivision | 29.9712 | -97.8245 | Non-Lead - Plastic | No | After 2014 |  | Non-Lead - Plastic | After 2014 |  | Non-Lead | No | No |  | Single Family Residence | No | No | No | Tier 5
9761837 | 344 | Sickle Loop | Uhland | 78640 | Harvest Creek Subdivision | 29.9715 | -97.8248 | Non-Lead - Plastic | No | After 2014 |  | Non-Lead - Plastic | After 2014 |  | Non-Lead | No | No |  | Single Family Residence | No | No | No | Tier 5
9762526 | 351 | Sickle Loop | Uhland | 78640 | Harvest Creek Subdivision | 29.9712 | -97.8246 | Non-Lead - Plastic | No | After 2014 |  | Non-Lead - Plastic | After 2014 |  | Non-Lead | No | No |  | Single Family Residence | No | No | No | Tier 5
12670920 | 1001 | Crestmont Lane | Kyle | 78640 | High Meadows | 29.9482 | -97.8348 | Non-Lead - Copper | No | Between 1989 and 2014 |  | Non-Lead - Plastic | Between 1989 and 2014 |  | Non-Lead | No | No |  | Single Family Residence | No | No | No | Tier 5
12867754 | 1020 | Crestmont Lane | Kyle | 78640 | High Meadows | 29.9478 | -97.8354 | Non-Lead - Copper | No | Between 1989 and 2014 |  | Non-Lead - Plastic | Between 1989 and 2014 |  | Non-Lead | No | No |  | Single Family Residence | No | No | No | Tier 5
16241440 | 1040 | Crestmont Lane | Kyle | 78640 | High Meadows | 29.9475 | -97.8351 | Non-Lead - Copper | No | Between 1989 and 2014 |  | Non-Lead - Plastic | Between 1989 and 2014 |  | Non-Lead | No | No |  | Single Family Residence | No | No | No | Tier 5
16777106 | 1045 | Crestmont Lane | Kyle | 78640 | High Meadows | 29.9478 | -97.8346 | Non-Lead - Copper | No | Between 1989 and 2014 |  | Non-Lead - Plastic | Between 1989 and 2014 |  | Non-Lead | No | No |  | Single Family Residence | No | No | No | Tier 5
12664295 | 1060 | Crestmont Lane | Kyle | 78640 | High Meadows | 29.9473 | -97.8348 | Non-Lead - Copper | No | Between 1989 and 2014 |  | Non-Lead - Plastic | Between 1989 and 2014 |  | Non-Lead | No | No |  | Single Family Residence | No | No | No | Tier 5
16761560 | 1067 | Crestmont Lane | Kyle | 78640 | High Meadows | 29.9476 | -97.8344 | Non-Lead - Copper | No | Between 1989 and 2014 |  | Non-Lead - Plastic | Between 1989 and 2014 |  | Non-Lead | No | No |  | Single Family Residence | No | No | No | Tier 5
12658561 | 1080 | Crestmont Lane | Kyle | 78640 | High Meadows | 29.947 | -97.8345 | Non-Lead - Copper | No | Between 1989 and 2014 |  | Non-Lead - Plastic | Between 1989 and 2014 |  | Non-Lead | No | No |  | Single Family Residence | No | No | No | Tier 5
828416 | 1081 | Crestmont Lane | Kyle | 78640 | High Meadows | 29.9474 | -97.8341 | Non-Lead - Copper | No | Between 1989 and 2014 |  | Non-Lead - Plastic | Between 1989 and 2014 |  | Non-Lead | No | No |  | Single Family Residence | No | No | No | Tier 5
16776389 | 2000 | Crestmont Lane | Kyle | 78640 | High Meadows | 29.9468 | -97.8342 | Non-Lead - Copper | No | Between 1989 and 2014 |  | Non-Lead - Plastic | Between 1989 and 2014 |  | Non-Lead | No | No |  | Single Family Residence | No | No | No | Tier 5
10241022 | 2001 | Crestmont Lane | Kyle | 78640 | High Meadows | 29.9471 | -97.8338 | Non-Lead - Copper | No | Between 1989 and 2014 |  | Non-Lead - Plastic | Between 1989 and 2014 |  | Non-Lead | No | No |  | Single Family Residence | No | No | No | Tier 5
16773915 | 2020 | Crestmont Lane | Kyle | 78640 | High Meadows | 29.9466 | -97.834 | Non-Lead - Copper | No | Between 1989 and 2014 |  | Non-Lead - Plastic | Between 1989 and 2014 |  | Non-Lead | No | No |  | Single Family Residence | No | No | No | Tier 5
12093306 | 2025 | Crestmont Lane | Kyle | 78640 | High Meadows | 29.9469 | -97.8336 | Non-Lead - Copper | No | Between 1989 and 2014 |  | Non-Lead - Plastic | Between 1989 and 2014 |  | Non-Lead | No | No |  | Single Family Residence | No | No | No | Tier 5
10032023 | 2040 | Crestmont Lane | Kyle | 78640 | High Meadows | 29.9463 | -97.8337 | Non-Lead - Copper | No | Between 1989 and 2014 |  | Non-Lead - Plastic | Between 1989 and 2014 |  | Non-Lead | No | No |  | Single Family Residence | No | No | No | Tier 5
13285793 | 2045 | Crestmont Lane | Kyle | 78640 | High Meadows | 29.9467 | -97.8499 | Non-Lead - Copper | No | Between 1989 and 2014 |  | Non-Lead - Plastic | Between 1989 and 2014 |  | Non-Lead | No | No |  | Single Family Residence | No | No | No | Tier 5
15506897 | 2060 | Crestmont Lane | Kyle | 78640 | 12242777, High Meadows | 29.9461 | -97.8334 | Non-Lead - Copper | No | Between 1989 and 2014 |  | Non-Lead - Plastic | Between 1989 and 2014 |  | Non-Lead | No | No |  | Single Family Residence | No | No | Yes | Tier 5
10256540 | 2065 | Crestmont Lane | Kyle | 78640 | High Meadows | 29.9464 | -97.833 | Non-Lead - Copper | No | Between 1989 and 2014 |  | Non-Lead - Plastic | Between 1989 and 2014 |  | Non-Lead | No | No |  | Single Family Residence | No | No | No | Tier 5
16182217 | 3001 | Crestmont Lane | Kyle | 78640 | High Meadows | 29.9461 | -97.8326 | Non-Lead - Copper | No | Between 1989 and 2014 |  | Non-Lead - Plastic | Between 1989 and 2014 |  | Non-Lead | No | No |  | Single Family Residence | No | No | No | Tier 5
15906235 | 3025 | Crestmont Lane | Kyle | 78640 | High Meadows | 29.9458 | -97.8322 | Non-Lead - Copper | No | Between 1989 and 2014 |  | Non-Lead - Plastic | Between 1989 and 2014 |  | Non-Lead | No | No |  | Single Family Residence | No | No | No | Tier 5
15910787 | 3045 | Crestmont Lane | Kyle | 78640 | High Meadows | 29.9456 | -97.832 | Non-Lead - Copper | No | Between 1989 and 2014 |  | Non-Lead - Plastic | Between 1989 and 2014 |  | Non-Lead | No | No |  | Single Family Residence | No | No | No | Tier 5
12661020 | 3065 | Crestmont Lane | Kyle | 78640 | High Meadows | 29.9453 | -97.8316 | Non-Lead - Copper | No | Between 1989 and 2014 |  | Non-Lead - Plastic | Between 1989 and 2014 |  | Non-Lead | No | No |  | Single Family Residence | No | No | No | Tier 5
12667194 | 3085 | Crestmont Lane | Kyle | 78640 | High Meadows | 29.9451 | -97.8314 | Non-Lead - Copper | No | Between 1989 and 2014 |  | Non-Lead - Plastic | Between 1989 and 2014 |  | Non-Lead | No | No |  | Single Family Residence | No | No | No | Tier 5
16219150 | 4001 | Crestmont Lane | Kyle | 78640 | High Meadows | 29.9448 | -97.8314 | Non-Lead - Copper | No | Between 1989 and 2014 |  | Non-Lead - Plastic | Between 1989 and 2014 |  | Non-Lead | No | No |  | Single Family Residence | No | No | No | Tier 5
16089627 | 1000 | Ridgemont Lane | Kyle | 78640 | High Meadows | 29.9471 | -97.8373 | Non-Lead - Copper | No | Between 1989 and 2014 |  | Non-Lead - Plastic | Between 1989 and 2014 |  | Non-Lead | No | No |  | Single Family Residence | No | No | No | Tier 5
15909181 | 1001 | Ridgemont Lane | Kyle | 78640 | High Meadows | 29.9475 | -97.8369 | Non-Lead - Copper | No | Between 1989 and 2014 |  | Non-Lead - Copper | Between 1989 and 2014 |  | Non-Lead | Don't Know | Don't Know |  | Single Family Residence | No | Unknown | No | Tier 5
16090771 | 1020 | Ridgemont Lane | Kyle | 78640 | High Meadows | 29.9469 | -97.837 | Non-Lead - Copper | No | Between 1989 and 2014 |  | Non-Lead - Plastic | Between 1989 and 2014 |  | Non-Lead | No | No |  | Single Family Residence | No | No | No | Tier 5
9300207 | 1025 | Ridgemont Lane | Kyle | 78640 | High Meadows | 29.9473 | -97.8366 | Non-Lead - Copper | No | Between 1989 and 2014 |  | Non-Lead - Plastic | Between 1989 and 2014 |  | Non-Lead | No | No |  | Single Family Residence | No | No | No | Tier 5
811287 | 1040 | Ridgemont Lane | Kyle | 78640 | High Meadows | 29.9467 | -97.8367 | Non-Lead - Copper | No | Between 1989 and 2014 |  | Non-Lead - Plastic | Between 1989 and 2014 |  | Non-Lead | No | No |  | Single Family Residence | No | No | No | Tier 5
703178 | 1047 | Ridgemont Lane | Kyle | 78640 | High Meadows | 29.947 | -97.8363 | Non-Lead - Copper | No | Between 1989 and 2014 |  | Non-Lead - Plastic | Between 1989 and 2014 |  | Non-Lead | No | No |  | Single Family Residence | No | No | No | Tier 5
13437108 | 1060 | Ridgemont Lane | Kyle | 78640 | High Meadows | 29.9464 | -97.8364 | Non-Lead - Copper | No | Between 1989 and 2014 |  | Non-Lead - Plastic | Between 1989 and 2014 |  | Non-Lead | No | No |  | Single Family Residence | No | No | No | Tier 5
16178315 | 1061 | Ridgemont Lane | Kyle | 78640 | High Meadows | 29.9468 | -97.8361 | Non-Lead - Copper | No | Between 1989 and 2014 |  | Non-Lead - Plastic | Between 1989 and 2014 |  | Non-Lead | No | No |  | Single Family Residence | No | No | No | Tier 5
1498265 | 2000 | Ridgemont Lane | Kyle | 78640 | 10251942, High Meadows | 29.9461 | -97.8361 | Non-Lead - Copper | No | Between 1989 and 2014 |  | Non-Lead - Plastic | Between 1989 and 2014 |  | Non-Lead | No | No |  | Single Family Residence | No | No | No | Tier 5
3972806 | 2001 | Ridgemont Lane | Kyle | 78640 | High Meadows/ 16242926 | 29.9465 | -97.8357 | Non-Lead - Copper | No | Between 1989 and 2014 |  | Non-Lead - Plastic | Between 1989 and 2014 |  | Non-Lead | No | No |  | Single Family Residence | No | No | No | Tier 5
1649334 | 2020 | Ridgemont Lane | Kyle | 78640 | High Meadows/ 3790687, 12092641 | 29.9459 | -97.8359 | Non-Lead - Copper | No | Between 1989 and 2014 |  | Non-Lead - Plastic | Between 1989 and 2014 |  | Non-Lead | No | No |  | Single Family Residence | No | No | No | Tier 5
6342334 | 2025 | Ridgemont Lane | Kyle | 78640 | High Meadows/ 15582171 | 29.9463 | -97.8355 | Non-Lead - Copper | No | Between 1989 and 2014 |  | Non-Lead - Plastic | Between 1989 and 2014 |  | Non-Lead | No | No |  | Single Family Residence | No | No | No | Tier 5
10125228 | 2040 | Ridgemont Lane | Kyle | 78640 | High Meadows | 29.9457 | -97.8356 | Non-Lead - Copper | No | Between 1989 and 2014 |  | Non-Lead - Plastic | Between 1989 and 2014 |  | Non-Lead | No | No |  | Single Family Residence | No | No | No | Tier 5
10166498 | 2045 | Ridgemont Lane | Kyle | 78640 | High Meadows | 29.946 | -97.8351 | Non-Lead - Copper | No | Between 1989 and 2014 |  | Non-Lead - Plastic | Between 1989 and 2014 |  | Non-Lead | No | No |  | Single Family Residence | No | No | No | Tier 5
10059351 | 2060 | Ridgemont Lane | Kyle | 78640 | High Meadows | 29.9454 | -97.8353 | Non-Lead - Copper | No | Between 1989 and 2014 |  | Non-Lead - Plastic | Between 1989 and 2014 |  | Non-Lead | No | No |  | Single Family Residence | No | No | No | Tier 5
16182133 | 2065 | Ridgemont Lane | Kyle | 78640 | High Meadows | 29.9458 | -97.8349 | Non-Lead - Copper | No | Between 1989 and 2014 |  | Non-Lead - Plastic | Between 1989 and 2014 |  | Non-Lead | No | No |  | Single Family Residence | No | No | No | Tier 5
10191955 | 2080 | Ridgemont Lane | Kyle | 78640 | High Meadows | 29.9458 | -97.8349 | Non-Lead - Copper | No | Between 1989 and 2014 | BAC sample 2023 connected | Non-Lead - Plastic | Between 1989 and 2014 |  | Non-Lead | No | No |  | Single Family Residence | No | No | No | Tier 5
16085788 | 2085 | Ridgemont Lane | Kyle | 78640 | High Meadows | 29.9455 | -97.8346 | Non-Lead - Copper | No | Between 1989 and 2014 |  | Non-Lead - Plastic | Between 1989 and 2014 |  | Non-Lead | No | No |  | Single Family Residence | No | No | No | Tier 5
16092030 | 3000 | Ridgemont Lane | Kyle | 78640 | High Meadows | 29.9449 | -97.8348 | Non-Lead - Copper | No | Between 1989 and 2014 |  | Non-Lead - Plastic | Between 1989 and 2014 |  | Non-Lead | No | No |  | Single Family Residence | No | No | No | Tier 5
16088841 | 3001 | Ridgemont Lane | Kyle | 78640 | High Meadows | 29.9454 | -97.8342 | Non-Lead - Copper | No | Between 1989 and 2014 |  | Non-Lead - Plastic | Between 1989 and 2014 |  | Non-Lead | No | No |  | Single Family Residence | No | No | No | Tier 5
16102736 | 1000 | Grassland Lane | Kyle | 78640 | High Meadows | 29.9462 | -97.8389 | Non-Lead - Copper | No | Between 1989 and 2014 |  | Non-Lead - Plastic | Between 1989 and 2014 |  | Non-Lead | No | No |  | Single Family Residence | No | No | No | Tier 5
12397051 | 1020 | Grassland Lane | Kyle | 78640 | High Meadows | 29.946 | -97.8387 | Non-Lead - Copper | No | Between 1989 and 2014 |  | Non-Lead - Plastic | Between 1989 and 2014 |  | Non-Lead | No | No |  | Single Family Residence | No | No | No | Tier 5
3688678 | 1021 | Grassland Lane | Kyle | 78640 | High Meadows/ 16101844 | 29.9464 | -97.8381 | Non-Lead - Copper | No | Between 1989 and 2014 |  | Non-Lead - Plastic | Between 1989 and 2014 |  | Non-Lead | No | No |  | Single Family Residence | No | No | No | Tier 5
16400781 | 1040 | Grassland Lane | Kyle | 78640 | High Meadows | 29.9458 | -97.8384 | Non-Lead - Copper | No | Between 1989 and 2014 | LCR sample 2023 connected | Non-Lead - Plastic | Between 1989 and 2014 |  | Non-Lead | No | No |  | Single Family Residence | No | No | No | Tier 5
16099738 | 1045 | Grassland Lane | Kyle | 78640 | High Meadows | 29.9461 | -97.8379 | Non-Lead - Copper | No | Between 1989 and 2014 |  | Non-Lead - Plastic | Between 1989 and 2014 |  | Non-Lead | No | No |  | Single Family Residence | No | No | No | Tier 5
16099785 | 1060 | Grassland Lane | Kyle | 78640 | High Meadows | 29.9455 | -97.8381 | Non-Lead - Copper | No | Between 1989 and 2014 |  | Non-Lead - Plastic | Between 1989 and 2014 |  | Non-Lead | No | No |  | Single Family Residence | No | No | No | Tier 5
12659342 | 1067 | Grassland Lane | Kyle | 78640 | High Meadows | 29.9458 | -97.8375 | Non-Lead - Copper | No | Between 1989 and 2014 |  | Non-Lead - Plastic | Between 1989 and 2014 |  | Non-Lead | No | No |  | Single Family Residence | No | No | No | Tier 5
16673825 | 1080 | Grassland Lane | Kyle | 78640 | High Meadows | 29.9453 | -97.8378 | Non-Lead - Copper | No | Between 1989 and 2014 |  | Non-Lead - Plastic | Between 1989 and 2014 |  | Non-Lead | No | No |  | Single Family Residence | No | No | No | Tier 5
15754901 | 1081 | Grassland Lane | Kyle | 78640 | High Meadows | 29.9457 | -97.8373 | Non-Lead - Copper | No | Between 1989 and 2014 |  | Non-Lead - Plastic | Between 1989 and 2014 |  | Non-Lead | No | No |  | Single Family Residence | No | No | No | Tier 5
12641398 | 2000 | Grassland Lane | Kyle | 78640 | High Meadows | 29.9449 | -97.8375 | Non-Lead - Copper | No | Between 1989 and 2014 |  | Non-Lead - Plastic | Between 1989 and 2014 |  | Non-Lead | No | No |  | Single Family Residence | No | No | No | Tier 5
16090047 | 2001 | Grassland Lane | Kyle | 78640 | High Meadows | 29.9454 | -97.837 | Non-Lead - Copper | No | Between 1989 and 2014 |  | Non-Lead - Plastic | Between 1989 and 2014 |  | Non-Lead | No | No |  | Single Family Residence | No | No | No | Tier 5
10147740 | 2020 | Grassland Lane | Kyle | 78640 | High Meadows | 29.9448 | -97.8372 | Non-Lead - Copper | No | Between 1989 and 2014 |  | Non-Lead - Plastic | Between 1989 and 2014 |  | Non-Lead | No | No |  | Single Family Residence | No | No | No | Tier 5
16090543 | 2025 | Grassland Lane | Kyle | 78640 | High Meadows | 29.9451 | -97.8367 | Non-Lead - Copper | No | Between 1989 and 2014 |  | Non-Lead - Plastic | Between 1989 and 2014 |  | Non-Lead | No | No |  | Single Family Residence | No | No | No | Tier 5
12414973 | 2040 | Grassland Lane | Kyle | 78640 | High Meadows | 29.9446 | -97.8369 | Non-Lead - Copper | No | Between 1989 and 2014 |  | Non-Lead - Plastic | Between 1989 and 2014 |  | Non-Lead | No | No |  | Single Family Residence | No | No | No | Tier 5
12092335 | 2045 | Grassland Lane | Kyle | 78640 | High Meadows | 29.9449 | -97.8364 | Non-Lead - Copper | No | Between 1989 and 2014 |  | Non-Lead - Plastic | Between 1989 and 2014 |  | Non-Lead | No | No |  | Single Family Residence | No | No | No | Tier 5
12411720 | 2060 | Grassland Lane | Kyle | 78640 | High Meadows | 29.9443 | -97.8366 | Non-Lead - Copper | No | Between 1989 and 2014 | LCR sample 2023 connected | Non-Lead - Plastic | Between 1989 and 2014 |  | Non-Lead | No | No |  | Single Family Residence | No | No | No | Tier 5
12086135 | 2065 | Grassland Lane | Kyle | 78640 | High Meadows | 29.9447 | -97.8361 | Non-Lead - Copper | No | Between 1989 and 2014 |  | Non-Lead - Plastic | Between 1989 and 2014 |  | Non-Lead | No | No |  | Single Family Residence | No | No | No | Tier 5
10222531 | 2080 | Grassland Lane | Kyle | 78640 | High Meadows | 29.944 | -97.8363 | Non-Lead - Copper | No | Between 1989 and 2014 |  | Non-Lead - Plastic | Between 1989 and 2014 |  | Non-Lead | No | No |  | Single Family Residence | No | No | No | Tier 5
10321103 | 2085 | Grassland Lane | Kyle | 78640 | High Meadows | 29.9444 | -97.8358 | Non-Lead - Copper | No | Between 1989 and 2014 |  | Non-Lead - Plastic | Between 1989 and 2014 |  | Non-Lead | No | No |  | Single Family Residence | No | No | No | Tier 5
16101849 | 3000 | Grassland Lane | Kyle | 78640 | High Meadows | 29.9438 | -97.8361 | Non-Lead - Copper | No | Between 1989 and 2014 |  | Non-Lead - Plastic | Between 1989 and 2014 |  | Non-Lead | No | No |  | Single Family Residence | No | No | No | Tier 5
16101715 | 3001 | Grassland Lane | Kyle | 78640 | High Meadows | 29.9442 | -97.8356 | Non-Lead - Copper | No | Between 1989 and 2014 |  | Non-Lead - Plastic | Between 1989 and 2014 | LCR sample 2023 connected | Non-Lead | No | No |  | Single Family Residence | No | No | No | Tier 5
16100711 | 3040 | Grassland Lane | Kyle | 78640 | High Meadows | 29.9435 | -97.8356 | Non-Lead - Copper | No | Between 1989 and 2014 |  | Non-Lead - Plastic | Between 1989 and 2014 |  | Non-Lead | No | No |  | Single Family Residence | No | No | No | Tier 5
10210448 | 3060 | Grassland Lane | Kyle | 78640 | High Meadows | 29.9432 | -97.8352 | Non-Lead - Copper | No | Between 1989 and 2014 |  | Non-Lead - Plastic | Between 1989 and 2014 |  | Non-Lead | No | No |  | Single Family Residence | No | No | No | Tier 5
12746020 | 3080 | Grassland Lane | Kyle | 78640 | High Meadows | 29.943 | -97.835 | Non-Lead - Copper | No | Between 1989 and 2014 |  | Non-Lead - Plastic | Between 1989 and 2014 |  | Non-Lead | No | No |  | Single Family Residence | No | No | No | Tier 5
12888007 | 4000 | Grassland Lane | Kyle | 78640 | High Meadows | 29.9426 | -97.8347 | Non-Lead - Copper | No | Between 1989 and 2014 |  | Non-Lead - Plastic | Between 1989 and 2014 |  | Non-Lead | No | No |  | Single Family Residence | No | No | No | Tier 5
12179405 | 4020 | Grassland Lane | Kyle | 78640 | High Meadows | 29.9424 | -97.8344 | Non-Lead - Copper | No | Between 1989 and 2014 |  | Non-Lead - Plastic | Between 1989 and 2014 |  | Non-Lead | No | No |  | Single Family Residence | No | No | No | Tier 5
12238791 | 4040 | Grassland Lane | Kyle | 78640 | High Meadows | 29.9425 | -97.8341 | Non-Lead - Copper | No | Between 1989 and 2014 |  | Non-Lead - Plastic | Between 1989 and 2014 |  | Non-Lead | No | No |  | Single Family Residence | No | No | No | Tier 5
12174417 | 6000 | High Meadows Lane | Kyle | 78640 | High Meadows | 29.9487 | -97.8352 | Non-Lead - Copper | No | Between 1989 and 2014 |  | Non-Lead - Plastic | Between 1989 and 2014 |  | Non-Lead | No | No |  | Single Family Residence | No | No | No | Tier 5
16091644 | 6040 | High Meadows Lane | Kyle | 78640 | High Meadows | 29.9486 | -97.8356 | Non-Lead - Copper | No | Between 1989 and 2014 |  | Non-Lead - Plastic | Between 1989 and 2014 |  | Non-Lead | No | No |  | Single Family Residence | No | No | No | Tier 5
16196316 | 6051 | High Meadows Lane | Kyle | 78640 | High Meadows | 29.9482 | -97.8358 | Non-Lead - Copper | No | Between 1989 and 2014 |  | Non-Lead - Plastic | Between 1989 and 2014 |  | Non-Lead | No | No |  | Single Family Residence | No | No | No | Tier 5
12762747 | 6060 | High Meadows Lane | Kyle | 78640 | High Meadows | 29.9486 | -97.8359 | Non-Lead - Copper | No | Between 1989 and 2014 |  | Non-Lead - Plastic | Between 1989 and 2014 |  | Non-Lead | No | No |  | Single Family Residence | No | No | No | Tier 5
12473076 | 6080 | High Meadows Lane | Kyle | 78640 | High Meadows | 29.9486 | -97.8362 | Non-Lead - Copper | No | Between 1989 and 2014 |  | Non-Lead - Plastic | Between 1989 and 2014 |  | Non-Lead | No | No |  | Single Family Residence | No | No | No | Tier 5
12085353 | 7000 | High Meadows Lane | Kyle | 78640 | High Meadows | 29.9485 | -97.8365 | Non-Lead - Copper | No | Between 1989 and 2014 |  | Non-Lead - Plastic | Between 1989 and 2014 |  | Non-Lead | No | No |  | Single Family Residence | No | No | No | Tier 5
10122587 | 7001 | High Meadows Lane | Kyle | 78640 | High Meadows | 29.948 | -97.8362 | Non-Lead - Copper | No | Between 1989 and 2014 |  | Non-Lead - Plastic | Between 1989 and 2014 |  | Non-Lead | No | No |  | Single Family Residence | No | No | No | Tier 5
16590816 | 7020 | High Meadows Lane | Kyle | 78640 | High Meadows | 29.9485 | -97.8368 | Non-Lead - Copper | No | Between 1989 and 2014 |  | Non-Lead - Plastic | Between 1989 and 2014 |  | Non-Lead | No | No |  | Single Family Residence | No | No | No | Tier 5
16742708 | 7040 | High Meadows Lane | Kyle | 78640 | High Meadows | 29.9481 | -97.8371 | Non-Lead - Copper | No | Between 1989 and 2014 |  | Non-Lead - Plastic | Between 1989 and 2014 |  | Non-Lead | No | No |  | Single Family Residence | No | No | No | Tier 5
16739795 | 7060 | High Meadows Lane | Kyle | 78640 | High Meadows | 29.9479 | -97.8373 | Non-Lead - Copper | No | Between 1989 and 2014 |  | Non-Lead - Plastic | Between 1989 and 2014 |  | Non-Lead | No | No |  | Single Family Residence | No | No | No | Tier 5
16777163 | 7080 | High Meadows Lane | Kyle | 78640 | High Meadows | 29.9476 | -97.8376 | Non-Lead - Copper | No | Between 1989 and 2014 |  | Non-Lead - Plastic | Between 1989 and 2014 |  | Non-Lead | No | No |  | Single Family Residence | No | No | No | Tier 5
16739744 | 8000 | High Meadows Lane | Kyle | 78640 | High Meadows | 29.9474 | -97.8378 | Non-Lead - Copper | No | Between 1989 and 2014 |  | Non-Lead - Plastic | Between 1989 and 2014 |  | Non-Lead | No | No |  | Single Family Residence | No | No | No | Tier 5
4780432 | 8020 | High Meadows Lane | Kyle | 78640 | High Meadows | 29.9471 | -97.8382 | Non-Lead - Copper | No | Between 1989 and 2014 |  | Non-Lead - Plastic | Between 1989 and 2014 |  | Non-Lead | No | No |  | Single Family Residence | No | No | No | Tier 5
12460415 | 8040 | High Meadows Lane | Kyle | 78640 | High Meadows | 29.9469 | -97.8384 | Non-Lead - Copper | No | Between 1989 and 2014 |  | Non-Lead - Plastic | Between 1989 and 2014 |  | Non-Lead | No | No |  | Single Family Residence | No | No | No | Tier 5
16739217 | 8060 | High Meadows Lane | Kyle | 78640 | High Meadows | 29.9467 | -97.8388 | Non-Lead - Copper | No | Between 1989 and 2014 |  | Non-Lead - Plastic | Between 1989 and 2014 |  | Non-Lead | No | No |  | Single Family Residence | No | No | No | Tier 5
12863634 | 8080 | High Meadows Lane | Kyle | 78640 | High Meadows | 29.9465 | -97.839 | Non-Lead - Copper | No | Between 1989 and 2014 |  | Non-Lead - Plastic | Between 1989 and 2014 |  | Non-Lead | No | No |  | Single Family Residence | No | No | No | Tier 5
15753486 | 7000 | Milo Way | Kyle | 78640 | High Meadows/ 07084292 | 29.945 | -97.8322 | Non-Lead - Copper | No | Between 1989 and 2014 |  | Non-Lead - Plastic | Between 1989 and 2014 |  | Non-Lead | No | No |  | Single Family Residence | No | No | No | Tier 5
12481385 | 7001 | Milo Way | Kyle | 78640 | High Meadows | 29.9446 | -97.8316 | Non-Lead - Copper | No | Between 1989 and 2014 |  | Non-Lead - Plastic | Between 1989 and 2014 |  | Non-Lead | No | No |  | Single Family Residence | No | No | No | Tier 5
12663705 | 7020 | Milo Way | Kyle | 78640 | High Meadows | 29.9447 | -97.8325 | Non-Lead - Copper | No | Between 1989 and 2014 |  | Non-Lead - Plastic | Between 1989 and 2014 |  | Non-Lead | No | No |  | Single Family Residence | No | No | No | Tier 5
16243988 | 7025 | Milo Way | Kyle | 78640 | High Meadows | 29.9444 | -97.8321 | Non-Lead - Copper | No | Between 1989 and 2014 |  | Non-Lead - Plastic | Between 1989 and 2014 |  | Non-Lead | No | No |  | Single Family Residence | No | No | No | Tier 5
16087962 | 7040 | Milo Way | Kyle | 78640 | High Meadows | 29.9445 | -97.8327 | Non-Lead - Copper | No | Between 1989 and 2014 |  | Non-Lead - Plastic | Between 1989 and 2014 |  | Non-Lead | No | No |  | Single Family Residence | No | No | No | Tier 5
10747181 | 7045 | Milo Way | Kyle | 78640 | High Meadows | 29.9441 | -97.8324 | Non-Lead - Copper | No | Between 1989 and 2014 |  | Non-Lead - Plastic | Between 1989 and 2014 |  | Non-Lead | No | No |  | Single Family Residence | No | No | No | Tier 5
16100699 | 7060 | Milo Way | Kyle | 78640 | High Meadows | 29.9441 | -97.8331 | Non-Lead - Copper | No | Between 1989 and 2014 |  | Non-Lead - Plastic | Between 1989 and 2014 |  | Non-Lead | No | No |  | Single Family Residence | No | No | No | Tier 5
00790848 | 7065 | Milo Way | Kyle | 78640 | High Meadows | 29.9438 | -97.8327 | Non-Lead - Copper | No | Between 1989 and 2014 |  | Non-Lead - Plastic | Between 1989 and 2014 |  | Non-Lead | No | No |  | Single Family Residence | No | No | No | Tier 5
12513539 | 7080 | Milo Way | Kyle | 78640 | High Meadows | 29.9439 | -97.8333 | Non-Lead - Copper | No | Between 1989 and 2014 |  | Non-Lead - Plastic | Between 1989 and 2014 |  | Non-Lead | No | No |  | Single Family Residence | No | No | No | Tier 5
12523702 | 7085 | Milo Way | Kyle | 78640 | High Meadows | 29.9436 | -97.8329 | Non-Lead - Copper | No | Between 1989 and 2014 |  | Non-Lead - Plastic | Between 1989 and 2014 |  | Non-Lead | No | No |  | Single Family Residence | No | No | No | Tier 5
16092897 | 8000 | Milo Way | Kyle | 78640 | High Meadows | 29.9436 | -97.8337 | Non-Lead - Copper | No | Between 1989 and 2014 |  | Non-Lead - Plastic | Between 1989 and 2014 |  | Non-Lead | No | No |  | Single Family Residence | No | No | No | Tier 5
15508233 | 8001 | Milo Way | Kyle | 78640 | High Meadows | 29.9433 | -97.8333 | Non-Lead - Copper | No | Between 1989 and 2014 |  | Non-Lead - Plastic | Between 1989 and 2014 |  | Non-Lead | No | No |  | Single Family Residence | No | No | No | Tier 5
16699072 | 8020 | Milo Way | Kyle | 78640 | High Meadows | 29.9434 | -97.8339 | Non-Lead - Copper | No | Between 1989 and 2014 |  | Non-Lead - Plastic | Between 1989 and 2014 |  | Non-Lead | No | No |  | Single Family Residence | No | No | No | Tier 5
10908824 | 8025 | Milo Way | Kyle | 78640 | High Meadows | 29.943 | -97.8335 | Non-Lead - Copper | No | Between 1989 and 2014 |  | Non-Lead - Plastic | Between 1989 and 2014 |  | Non-Lead | No | No |  | Single Family Residence | No | No | No | Tier 5
12086021 | 8040 | Milo Way | Kyle | 78640 | High Meadows | 29.9431 | -97.8343 | Non-Lead - Copper | No | Between 1989 and 2014 |  | Non-Lead - Plastic | Between 1989 and 2014 |  | Non-Lead | No | No |  | Single Family Residence | No | No | No | Tier 5
12172610 | 8045 | Milo Way | Kyle | 78640 | High Meadows | 29.9427 | -97.8339 | Non-Lead - Copper | No | Between 1989 and 2014 |  | Non-Lead - Plastic | Between 1989 and 2014 |  | Non-Lead | No | No |  | Single Family Residence | No | No | No | Tier 5
10938132 | 7001 | Wheatfield Way | Kyle | 78640 | High Meadows | 29.9457 | -97.8329 | Non-Lead - Copper | No | Between 1989 and 2014 |  | Non-Lead - Plastic | Between 1989 and 2014 |  | Non-Lead | No | No |  | Single Family Residence | No | No | No | Tier 5
10713944 | 7025 | Wheatfield Way | Kyle | 78640 | High Meadows | 29.9454 | -97.8332 | Non-Lead - Copper | No | Between 1989 and 2014 |  | Non-Lead - Plastic | Between 1989 and 2014 |  | Non-Lead | No | No |  | Single Family Residence | No | No | No | Tier 5
15753977 | 7045 | Wheatfield Way | Kyle | 78640 | High Meadows | 29.9452 | -97.8335 | Non-Lead - Copper | No | Between 1989 and 2014 |  | Non-Lead - Plastic | Between 1989 and 2014 |  | Non-Lead | No | No |  | Single Family Residence | No | No | No | Tier 5
16387359 | 7065 | Wheatfield Way | Kyle | 78640 | High Meadows | 29.9448 | -97.8338 | Non-Lead - Copper | No | Between 1989 and 2014 |  | Non-Lead - Plastic | Between 1989 and 2014 |  | Non-Lead | No | No |  | Single Family Residence | No | No | No | Tier 5
4936442 | 7085 | Wheatfield Way | Kyle | 78640 | High Meadows | 29.9446 | -97.8341 | Non-Lead - Copper | No | Between 1989 and 2014 |  | Non-Lead - Plastic | Between 1989 and 2014 |  | Non-Lead | No | No |  | Single Family Residence | No | No | No | Tier 5
5299250 | 8001 | Wheatfield Way | Kyle | 78640 | High Meadows | 29.9443 | -97.8344 | Non-Lead - Copper | No | Between 1989 and 2014 |  | Non-Lead - Plastic | Between 1989 and 2014 |  | Non-Lead | No | No |  | Single Family Residence | No | No | No | Tier 5
12150835 | 8025 | Wheatfield Way | Kyle | 78640 | High Meadows | 29.9441 | -97.8348 | Non-Lead - Copper | No | Between 1989 and 2014 |  | Non-Lead - Plastic | Between 1989 and 2014 |  | Non-Lead | No | No |  | Single Family Residence | No | No | No | Tier 5
10976985 | 8045 | Wheatfield Way | Kyle | 78640 | High Meadows | 29.9438 | -97.835 | Non-Lead - Copper | No | Between 1989 and 2014 |  | Non-Lead - Plastic | Between 1989 and 2014 |  | Non-Lead | No | No |  | Single Family Residence | No | No | No | Tier 5
00820123 | 119 | Gustaf Trail | Uhland | 78640 | Highlands at Grist Mill Subdivision | 29.9656 | -97.8205 | Non-Lead - Plastic | No | After 2014 |  | Non-Lead - Plastic | After 2014 |  | Non-Lead | No | No |  | Single Family Residence | No | No | No | Tier 5
00833582 | 129 | Gustaf Trail | Uhland | 78640 | Highlands at Grist Mill Subdivision | 29.9657 | -97.8204 | Non-Lead - Plastic | No | After 2014 |  | Non-Lead - Plastic | After 2014 |  | Non-Lead | No | No |  | Single Family Residence | No | No | No | Tier 5
09242571 | 135 | Gustaf Trail | Uhland | 78640 | Highlands at Grist Mill Subdivision | 29.9658 | -97.8203 | Non-Lead - Plastic | No | After 2014 |  | Non-Lead - Plastic | After 2014 |  | Non-Lead | No | No |  | Single Family Residence | No | No | No | Tier 5
09629751 | 143 | Gustaf Trail | Uhland | 78640 | Highlands at Grist Mill Subdivision | 29.9659 | -97.8202 | Non-Lead - Plastic | No | After 2014 |  | Non-Lead - Plastic | After 2014 |  | Non-Lead | No | No |  | Single Family Residence | No | No | No | Tier 5
00830771 | 151 | Gustaf Trail | Uhland | 78640 | Highlands at Grist Mill Subdivision | 29.966 | -97.8201 | Non-Lead - Plastic | No | After 2014 |  | Non-Lead - Plastic | After 2014 |  | Non-Lead | No | No |  | Single Family Residence | No | No | No | Tier 5
09206505 | 159 | Gustaf Trail | Uhland | 78640 | Highlands at Grist Mill Subdivision | 29.9661 | -97.82 | Non-Lead - Plastic | No | After 2014 |  | Non-Lead - Plastic | After 2014 |  | Non-Lead | No | No |  | Single Family Residence | No | No | No | Tier 5
15752449 | 167 | Gustaf Trail | Uhland | 78640 | Highlands at Grist Mill Subdivision | 29.9661 | -97.8199 | Non-Lead - Plastic | No | After 2014 |  | Non-Lead - Plastic | After 2014 |  | Non-Lead | No | No |  | Single Family Residence | No | No | No | Tier 5
09262558 | 175 | Gustaf Trail | Uhland | 78640 | Highlands at Grist Mill Subdivision | 29.9662 | -97.8198 | Non-Lead - Plastic | No | After 2014 |  | Non-Lead - Plastic | After 2014 |  | Non-Lead | No | No |  | Single Family Residence | No | No | No | Tier 5
09211072 | 183 | Gustaf Trail | Uhland | 78640 | Highlands at Grist Mill Subdivision | 29.9663 | -97.8198 | Non-Lead - Plastic | No | After 2014 |  | Non-Lead - Plastic | After 2014 |  | Non-Lead | No | No |  | Single Family Residence | No | No | No | Tier 5
09184546 | 191 | Gustaf Trail | Uhland | 78640 | Highlands at Grist Mill Subdivision | 29.9663 | -97.8196 | Non-Lead - Plastic | No | After 2014 |  | Non-Lead - Plastic | After 2014 |  | Non-Lead | No | No |  | Single Family Residence | No | No | No | Tier 5
00812796 | 199 | Gustaf Trail | Uhland | 78640 | Highlands at Grist Mill Subdivision | 29.9664 | -97.8195 | Non-Lead - Plastic | No | After 2014 |  | Non-Lead - Plastic | After 2014 |  | Non-Lead | No | No |  | Single Family Residence | No | No | No | Tier 5
00770087 | 207 | Gustaf Trail | Uhland | 78640 | Highlands at Grist Mill Subdivision | 29.9665 | -97.8194 | Non-Lead - Plastic | No | After 2014 |  | Non-Lead - Plastic | After 2014 |  | Non-Lead | No | No |  | Single Family Residence | No | No | No | Tier 5
09215191 | 215 | Gustaf Trail | Uhland | 78640 | Highlands at Grist Mill Subdivision | 29.9666 | -97.8194 | Non-Lead - Plastic | No | After 2014 |  | Non-Lead - Plastic | After 2014 |  | Non-Lead | No | No |  | Single Family Residence | No | No | No | Tier 5
09554597 | 255 | Gustaf Trail | Uhland | 78640 | Highlands at Grist Mill Subdivision | 29.967 | -97.8189 | Non-Lead - Plastic | No | After 2014 |  | Non-Lead - Plastic | After 2014 |  | Non-Lead | No | No |  | Single Family Residence | No | No | No | Tier 5
09249591 | 263 | Gustaf Trail | Uhland | 78640 | Highlands at Grist Mill Subdivision | 29.967 | -97.8187 | Non-Lead - Plastic | No | After 2014 |  | Non-Lead - Plastic | After 2014 |  | Non-Lead | No | No |  | Single Family Residence | No | No | No | Tier 5
00803052 | 271 | Gustaf Trail | Uhland | 78640 | Highlands at Grist Mill Subdivision | 29.9671 | -97.8186 | Non-Lead - Plastic | No | After 2014 |  | Non-Lead - Plastic | After 2014 |  | Non-Lead | No | No |  | Single Family Residence | No | No | No | Tier 5
12981211 | 277 | Gustaf Trail | Uhland | 78640 | Highlands at Grist Mill Subdivision | 29.9672 | -97.8185 | Non-Lead - Plastic | No | After 2014 |  | Non-Lead - Plastic | After 2014 |  | Non-Lead | No | No |  | Single Family Residence | No | No | No | Tier 5
15789259 | 285 | Gustaf Trail | Uhland | 78640 | Highlands at Grist Mill Subdivision | 29.9673 | -97.8185 | Non-Lead - Plastic | No | After 2014 |  | Non-Lead - Plastic | After 2014 |  | Non-Lead | No | No |  | Single Family Residence | No | No | No | Tier 5
12985538 | 295 | Gustaf Trail | Uhland | 78640 | Highlands at Grist Mill Subdivision | 29.9673 | -97.8183 | Non-Lead - Plastic | No | After 2014 |  | Non-Lead - Plastic | After 2014 |  | Non-Lead | No | No |  | Single Family Residence | No | No | No | Tier 5
00800816 | 301 | Gustaf Trail | Uhland | 78640 | Highlands at Grist Mill Subdivision | 29.9674 | -97.8183 | Non-Lead - Plastic | No | After 2014 |  | Non-Lead - Plastic | After 2014 |  | Non-Lead | No | No |  | Single Family Residence | No | No | No | Tier 5
00725779 | 309 | Gustaf Trail | Uhland | 78640 | Highlands at Grist Mill Subdivision | 29.9675 | -97.8182 | Non-Lead - Plastic | No | After 2014 |  | Non-Lead - Plastic | After 2014 |  | Non-Lead | No | No |  | Single Family Residence | No | No | No | Tier 5
12905993 | 313 | Gustaf Trail | Uhland | 78640 | Highlands at Grist Mill Subdivision | 29.9676 | -97.8179 | Non-Lead - Plastic | No | After 2014 |  | Non-Lead - Plastic | After 2014 |  | Non-Lead | No | No |  | Single Family Residence | No | No | No | Tier 5
12864280 | 317 | Gustaf Trail | Uhland | 78640 | Highlands at Grist Mill Subdivision | 29.9676 | -97.8177 | Non-Lead - Plastic | No | After 2014 |  | Non-Lead - Plastic | After 2014 |  | Non-Lead | No | No |  | Single Family Residence | No | No | No | Tier 5
00839606 | 323 | Gustaf Trail | Uhland | 78640 | Highlands at Grist Mill Subdivision | 29.9674 | -97.8176 | Non-Lead - Plastic | No | After 2014 |  | Non-Lead - Plastic | After 2014 |  | Non-Lead | No | No |  | Single Family Residence | No | No | No | Tier 5
00779048 | 326 | Gustaf Trail | Uhland | 78640 | Highlands at Grist Mill Subdivision | 29.9671 | -97.818 | Non-Lead - Plastic | No | After 2014 |  | Non-Lead - Plastic | After 2014 |  | Non-Lead | No | No |  | Single Family Residence | No | No | No | Tier 5
12954138 | 331 | Gustaf Trail | Uhland | 78640 | Highlands at Grist Mill Subdivision | 29.9673 | -97.8176 | Non-Lead - Plastic | No | After 2014 |  | Non-Lead - Plastic | After 2014 |  | Non-Lead | No | No |  | Single Family Residence | No | No | No | Tier 5
12830626 | 334 | Gustaf Trail | Uhland | 78640 | Highlands at Grist Mill Subdivision | 29.967 | -97.8179 | Non-Lead - Plastic | No | After 2014 |  | Non-Lead - Plastic | After 2014 |  | Non-Lead | No | No |  | Single Family Residence | No | No | No | Tier 5
00725863 | 339 | Gustaf Trail | Uhland | 78640 | Highlands at Grist Mill Subdivision | 29.9672 | -97.8175 | Non-Lead - Plastic | No | After 2014 |  | Non-Lead - Plastic | After 2014 |  | Non-Lead | No | No |  | Single Family Residence | No | No | No | Tier 5
00812228 | 340 | Gustaf Trail | Uhland | 78640 | Highlands at Grist Mill Subdivision | 29.9669 | -97.8178 | Non-Lead - Plastic | No | After 2014 |  | Non-Lead - Plastic | After 2014 |  | Non-Lead | No | No |  | Single Family Residence | No | No | No | Tier 5
00768126 | 347 | Gustaf Trail | Uhland | 78640 | Highlands at Grist Mill Subdivision | 29.9671 | -97.8174 | Non-Lead - Plastic | No | After 2014 |  | Non-Lead - Plastic | After 2014 |  | Non-Lead | No | No |  | Single Family Residence | No | No | No | Tier 5
00726509 | 348 | Gustaf Trail | Uhland | 78640 | Highlands at Grist Mill Subdivision | 29.9668 | -97.8177 | Non-Lead - Plastic | No | After 2014 |  | Non-Lead - Plastic | After 2014 |  | Non-Lead | No | No |  | Single Family Residence | No | No | No | Tier 5
09262905 | 355 | Gustaf Trail | Uhland | 78640 | Highlands at Grist Mill Subdivision | 29.967 | -97.8174 | Non-Lead - Plastic | No | After 2014 |  | Non-Lead - Plastic | After 2014 |  | Non-Lead | No | No |  | Single Family Residence | No | No | No | Tier 5
00817769 | 358 | Gustaf Trail | Uhland | 78640 | Highlands at Grist Mill Subdivision | 29.9667 | -97.8177 | Non-Lead - Plastic | No | After 2014 |  | Non-Lead - Plastic | After 2014 |  | Non-Lead | No | No |  | Single Family Residence | No | No | No | Tier 5
12942797 | 364 | Gustaf Trail | Uhland | 78640 | Highlands at Grist Mill Subdivision | 29.9666 | -97.8175 | Non-Lead - Plastic | No | After 2014 |  | Non-Lead - Plastic | After 2014 |  | Non-Lead | No | No |  | Single Family Residence | No | No | No | Tier 5
15764853 | 372 | Gustaf Trail | Uhland | 78640 | Highlands at Grist Mill Subdivision | 29.9665 | -97.8175 | Non-Lead - Plastic | No | After 2014 |  | Non-Lead - Plastic | After 2014 |  | Non-Lead | No | No |  | Single Family Residence | No | No | No | Tier 5
12978209 | 377 | Gustaf Trail | Uhland | 78640 | Highlands at Grist Mill Subdivision | 29.9668 | -97.817 | Non-Lead - Plastic | No | After 2014 |  | Non-Lead - Plastic | After 2014 |  | Non-Lead | No | No |  | Single Family Residence | No | No | No | Tier 5
09628633 | 380 | Gustaf Trail | Uhland | 78640 | Highlands at Grist Mill Subdivision | 29.9664 | -97.8174 | Non-Lead - Plastic | No | After 2014 |  | Non-Lead - Plastic | After 2014 |  | Non-Lead | No | No |  | Single Family Residence | No | No | No | Tier 5
00729674 | 387 | Gustaf Trail | Uhland | 78640 | Highlands at Grist Mill Subdivision | 29.9667 | -97.8169 | Non-Lead - Plastic | No | After 2014 |  | Non-Lead - Plastic | After 2014 |  | Non-Lead | No | No |  | Single Family Residence | No | No | No | Tier 5
00713891 | 388 | Gustaf Trail | Uhland | 78640 | Highlands at Grist Mill Subdivision | 29.9664 | -97.8173 | Non-Lead - Plastic | No | After 2014 |  | Non-Lead - Plastic | After 2014 |  | Non-Lead | No | No |  | Single Family Residence | No | No | No | Tier 5
00701388 | 395 | Gustaf Trail | Uhland | 78640 | Highlands at Grist Mill Subdivision | 29.9666 | -97.8168 | Non-Lead - Plastic | No | After 2014 |  | Non-Lead - Plastic | After 2014 |  | Non-Lead | No | No |  | Single Family Residence | No | No | No | Tier 5
12568545 | 396 | Gustaf Trail | Uhland | 78640 | Highlands at Grist Mill Subdivision | 29.9663 | -97.8172 | Non-Lead - Plastic | No | After 2014 |  | Non-Lead - Plastic | After 2014 |  | Non-Lead | No | No |  | Single Family Residence | No | No | No | Tier 5
00704020 | 401 | Gustaf Trail | Uhland | 78640 | Highlands at Grist Mill Subdivision | 29.9665 | -97.8168 | Non-Lead - Plastic | No | After 2014 |  | Non-Lead - Plastic | After 2014 |  | Non-Lead | No | No |  | Single Family Residence | No | No | No | Tier 5
12950978 | 404 | Gustaf Trail | Uhland | 78640 | Highlands at Grist Mill Subdivision | 29.9662 | -97.8171 | Non-Lead - Plastic | No | After 2014 |  | Non-Lead - Plastic | After 2014 |  | Non-Lead | No | No |  | Single Family Residence | No | No | No | Tier 5
12962957 | 409 | Gustaf Trail | Uhland | 78640 | Highlands at Grist Mill Subdivision | 29.9664 | -97.8167 | Non-Lead - Plastic | No | After 2014 |  | Non-Lead - Plastic | After 2014 |  | Non-Lead | No | No |  | Single Family Residence | No | No | No | Tier 5
15881852 | 412 | Gustaf Trail | Uhland | 78640 | Highlands at Grist Mill Subdivision/ 00780757 | 29.9661 | -97.817 | Non-Lead - Plastic | No | After 2014 |  | Non-Lead - Plastic | After 2014 |  | Non-Lead | No | No |  | Single Family Residence | No | No | No | Tier 5
12981353 | 417 | Gustaf Trail | Uhland | 78640 | Highlands at Grist Mill Subdivision | 29.9663 | -97.8166 | Non-Lead - Plastic | No | After 2014 |  | Non-Lead - Plastic | After 2014 |  | Non-Lead | No | No |  | Single Family Residence | No | No | No | Tier 5
00780438 | 420 | Gustaf Trail | Uhland | 78640 | Highlands at Grist Mill Subdivision | 29.966 | -97.817 | Non-Lead - Plastic | No | After 2014 |  | Non-Lead - Plastic | After 2014 |  | Non-Lead | No | No |  | Single Family Residence | No | No | No | Tier 5
09251163 | 427 | Gustaf Trail | Uhland | 78640 | Highlands at Grist Mill Subdivision | 29.9663 | -97.8165 | Non-Lead - Plastic | No | After 2014 |  | Non-Lead - Plastic | After 2014 |  | Non-Lead | No | No |  | Single Family Residence | No | No | No | Tier 5
00779053 | 428 | Gustaf Trail | Uhland | 78640 | Highlands at Grist Mill Subdivision | 29.9659 | -97.8169 | Non-Lead - Plastic | No | After 2014 |  | Non-Lead - Plastic | After 2014 |  | Non-Lead | No | No |  | Single Family Residence | No | No | No | Tier 5
09255315 | 435 | Gustaf Trail | Uhland | 78640 | Highlands at Grist Mill Subdivision | 29.9662 | -97.8164 | Non-Lead - Plastic | No | After 2014 |  | Non-Lead - Plastic | After 2014 |  | Non-Lead | No | No |  | Single Family Residence | No | No | No | Tier 5
09252552 | 436 | Gustaf Trail | Uhland | 78640 | Highlands at Grist Mill Subdivision | 29.9659 | -97.8168 | Non-Lead - Plastic | No | After 2014 |  | Non-Lead - Plastic | After 2014 |  | Non-Lead | No | No |  | Single Family Residence | No | No | No | Tier 5
00769380 | 443 | Gustaf Trail | Uhland | 78640 | Highlands at Grist Mill Subdivision | 29.9661 | -97.8163 | Non-Lead - Plastic | No | After 2014 |  | Non-Lead - Plastic | After 2014 |  | Non-Lead | No | No |  | Single Family Residence | No | No | No | Tier 5
00829244 | 444 | Gustaf Trail | Uhland | 78640 | Highlands at Grist Mill Subdivision | 29.9657 | -97.8167 | Non-Lead - Plastic | No | After 2014 |  | Non-Lead - Plastic | After 2014 |  | Non-Lead | No | No |  | Single Family Residence | No | No | No | Tier 5
09205968 | 452 | Gustaf Trail | Uhland | 78640 | Highlands at Grist Mill Subdivision | 29.9657 | -97.8166 | Non-Lead - Plastic | No | After 2014 |  | Non-Lead - Plastic | After 2014 |  | Non-Lead | No | No |  | Single Family Residence | No | No | No | Tier 5
1499138 | 460 | Gustaf Trail | Uhland | 78640 | Highlands at Grist Mill Subdivision / 3804839/ 15571511/ 09400805 | 29.9656 | -97.8165 | Non-Lead - Plastic | No | After 2014 |  | Non-Lead - Plastic | After 2014 |  | Non-Lead | No | No |  | Single Family Residence | No | No | No | Tier 5
15536263 | 476 | Gustaf Trail | Uhland | 78640 | Highlands at Grist Mill Subdivision/ 15529007 | 29.9654 | -97.8164 | Non-Lead - Plastic | No | After 2014 |  | Non-Lead - Plastic | After 2014 |  | Non-Lead | No | No |  | Single Family Residence | No | No | No | Tier 5
15529007 | 486 | Gustaf Trail | Uhland | 78640 | Highlands at Grist Mill Subdivision | 29.9653 | -97.8162 | Non-Lead - Plastic | No | After 2014 |  | Non-Lead - Plastic | After 2014 |  | Non-Lead | No | No |  | Single Family Residence | No | No | No | Tier 5
00262517 | 496 | Gustaf Trail | Uhland | 78640 | Highlands at Grist Mill Subdivision | 29.9652 | -97.8162 | Non-Lead - Plastic | No | After 2014 |  | Non-Lead - Plastic | After 2014 |  | Non-Lead | No | No |  | Single Family Residence | No | No | No | Tier 5
15752193 | 131 | Ella Marie Circle | Uhland | 78640 | Highlands at Grist Mill Subdivision | 29.9673 | -97.8171 | Non-Lead - Plastic | No | After 2014 |  | Non-Lead - Plastic | After 2014 |  | Non-Lead | No | No |  | Single Family Residence | No | No | No | Tier 5
00727075 | 139 | Ella Marie Circle | Uhland | 78640 | Highlands at Grist Mill Subdivision | 29.9673 | -97.817 | Non-Lead - Plastic | No | After 2014 |  | Non-Lead - Plastic | After 2014 |  | Non-Lead | No | No |  | Single Family Residence | No | No | No | Tier 5
12831229 | 147 | Ella Marie Circle | Uhland | 78640 | Highlands at Grist Mill Subdivision | 29.9674 | -97.8169 | Non-Lead - Plastic | No | After 2014 |  | Non-Lead - Plastic | After 2014 |  | Non-Lead | No | No |  | Single Family Residence | No | No | No | Tier 5
00744624 | 153 | Ella Marie Circle | Uhland | 78640 | Highlands at Grist Mill Subdivision | -97.8169 | -97.8169 | Non-Lead - Plastic | No | After 2014 |  | Non-Lead - Plastic | After 2014 |  | Non-Lead | No | No |  | Single Family Residence | No | No | No | Tier 5
12921617 | 166 | Ella Marie Circle | Uhland | 78640 | Highlands at Grist Mill Subdivision | 29.967 | -97.8167 | Non-Lead - Plastic | No | After 2014 |  | Non-Lead - Plastic | After 2014 |  | Non-Lead | No | No |  | Single Family Residence | No | No | No | Tier 5
12963826 | 171 | Ella Marie Circle | Uhland | 78640 | Highlands at Grist Mill Subdivision | 29.9673 | -97.8162 | Non-Lead - Plastic | No | After 2014 |  | Non-Lead - Plastic | After 2014 |  | Non-Lead | No | No |  | Single Family Residence | No | No | No | Tier 5
12885750 | 174 | Ella Marie Circle | Uhland | 78640 | Highlands at Grist Mill Subdivision | 29.9669 | -97.8166 | Non-Lead - Plastic | No | After 2014 |  | Non-Lead - Plastic | After 2014 |  | Non-Lead | No | No |  | Single Family Residence | No | No | No | Tier 5
12920935 | 181 | Ella Marie Circle | Uhland | 78640 | Highlands at Grist Mill Subdivision | 29.9671 | -97.8162 | Non-Lead - Plastic | No | After 2014 |  | Non-Lead - Plastic | After 2014 |  | Non-Lead | No | No |  | Single Family Residence | No | No | No | Tier 5
779121 | 182 | Ella Marie Circle | Uhland | 78640 | Highlands at Grist Mill Subdivision | 29.9669 | -97.8166 | Non-Lead - Plastic | No | After 2014 |  | Non-Lead - Plastic | After 2014 |  | Non-Lead | No | No |  | Single Family Residence | No | No | No | Tier 5
12909754 | 190 | Ella Marie Circle | Uhland | 78640 | Highlands at Grist Mill Subdivision | 29.9668 | -97.8164 | Non-Lead - Plastic | No | After 2014 |  | Non-Lead - Plastic | After 2014 |  | Non-Lead | No | No |  | Single Family Residence | No | No | No | Tier 5
00781953 | 191 | Ella Marie Circle | Uhland | 78640 | Highlands at Grist Mill Subdivision | 29.9671 | -97.8161 | Non-Lead - Plastic | No | After 2014 |  | Non-Lead - Plastic | After 2014 |  | Non-Lead | No | No |  | Single Family Residence | No | No | No | Tier 5
12911833 | 198 | Ella Marie Circle | Uhland | 78640 | Highlands at Grist Mill Subdivision | 29.9667 | -97.8164 | Non-Lead - Plastic | No | After 2014 |  | Non-Lead - Plastic | After 2014 |  | Non-Lead | No | No |  | Single Family Residence | No | No | No | Tier 5
15787311 | 199 | Ella Marie Circle | Uhland | 78640 | Highlands at Grist Mill Subdivision | 29.967 | -97.816 | Non-Lead - Plastic | No | After 2014 |  | Non-Lead - Plastic | After 2014 |  | Non-Lead | No | No |  | Single Family Residence | No | No | No | Tier 5
12832674 | 206 | Ella Marie Circle | Uhland | 78640 | Highlands at Grist Mill Subdivision | 29.9666 | -97.8163 | Non-Lead - Plastic | No | After 2014 |  | Non-Lead - Plastic | After 2014 |  | Non-Lead | No | No |  | Single Family Residence | No | No | No | Tier 5
09637271 | 209 | Ella Marie Circle | Uhland | 78640 | Highlands at Grist Mill Subdivision | 29.9669 | -97.8159 | Non-Lead - Plastic | No | After 2014 |  | Non-Lead - Plastic | After 2014 |  | Non-Lead | No | No |  | Single Family Residence | No | No | No | Tier 5
12955086 | 214 | Ella Marie Circle | Uhland | 78640 | Highlands at Grist Mill Subdivision | 29.9665 | -97.8162 | Non-Lead - Plastic | No | After 2014 |  | Non-Lead - Plastic | After 2014 |  | Non-Lead | No | No |  | Single Family Residence | No | No | No | Tier 5
09622017 | 219 | Ella Marie Circle | Uhland | 78640 | Highlands at Grist Mill Subdivision | 29.9667 | -97.8158 | Non-Lead - Plastic | No | After 2014 |  | Non-Lead - Plastic | After 2014 |  | Non-Lead | No | No |  | Single Family Residence | No | No | No | Tier 5
00770428 | 222 | Ella Marie Circle | Uhland | 78640 | Highlands at Grist Mill Subdivision | 29.9664 | -97.8161 | Non-Lead - Plastic | No | After 2014 |  | Non-Lead - Plastic | After 2014 |  | Non-Lead | No | No |  | Single Family Residence | No | No | No | Tier 5
12978995 | 229 | Ella Marie Circle | Uhland | 78640 | Highlands at Grist Mill Subdivision | 29.9666 | -97.8157 | Non-Lead - Plastic | No | After 2014 |  | Non-Lead - Plastic | After 2014 |  | Non-Lead | No | No |  | Single Family Residence | No | No | No | Tier 5
1499073 | 232 | Ella Marie Circle | Uhland | 78640 | Highlands at Grist Mill Subdivision/ 00795434/ 15787260 | 29.9663 | -97.816 | Non-Lead - Plastic | No | After 2014 |  | Non-Lead - Plastic | After 2014 |  | Non-Lead | No | No |  | Single Family Residence | No | No | No | Tier 5
12804029 | 241 | Ella Marie Circle | Uhland | 78640 | Highlands at Grist Mill Subdivision | 29.9665 | -97.8155 | Non-Lead - Plastic | No | After 2014 |  | Non-Lead - Plastic | After 2014 |  | Non-Lead | No | No |  | Single Family Residence | No | No | No | Tier 5
00821677 | 110 | Wilma Pass | Uhland | 78640 | Highlands at Grist Mill Subdivision | 30.2274 | -97.4771 | Non-Lead - Plastic | No | After 2014 |  | Non-Lead - Plastic | After 2014 |  | Non-Lead | No | No |  | Single Family Residence | No | No | No | Tier 5
15763526 | 111 | Wilma Pass | Uhland | 78640 | Highlands at Grist Mill Subdivision | 30.2273 | -97.477 | Non-Lead - Plastic | No | After 2014 |  | Non-Lead - Plastic | After 2014 |  | Non-Lead | No | No |  | Single Family Residence | No | No | No | Tier 5
09529914 | 122 | Wilma Pass | Uhland | 78640 | Highlands at Grist Mill Subdivision | 30.2282 | -97.4766 | Non-Lead - Plastic | No | After 2014 |  | Non-Lead - Plastic | After 2014 |  | Non-Lead | No | No |  | Single Family Residence | No | No | No | Tier 5
00819827 | 123 | Wilma Pass | Uhland | 78640 | Highlands at Grist Mill Subdivision | 30.2281 | -97.4765 | Non-Lead - Plastic | No | After 2014 |  | Non-Lead - Plastic | After 2014 |  | Non-Lead | No | No |  | Single Family Residence | No | No | No | Tier 5
09535547 | 130 | Wilma Pass | Uhland | 78640 | Highlands at Grist Mill Subdivision | 29.9652 | -97.8168 | Non-Lead - Plastic | No | After 2014 |  | Non-Lead - Plastic | After 2014 |  | Non-Lead | No | No |  | Single Family Residence | No | No | No | Tier 5
15533508 | 131 | Wilma Pass | Uhland | 78640 | Highlands at Grist Mill Subdivision | 29.965 | -97.8171 | Non-Lead - Plastic | No | After 2014 |  | Non-Lead - Plastic | After 2014 |  | Non-Lead | No | No |  | Single Family Residence | No | No | No | Tier 5
15789269 | 148 | Wilma Pass | Uhland | 78640 | Highlands at Grist Mill Subdivision | 29.9653 | -97.8168 | Non-Lead - Plastic | No | After 2014 |  | Non-Lead - Plastic | After 2014 |  | Non-Lead | No | No |  | Single Family Residence | No | No | No | Tier 5
09641841 | 149 | Wilma Pass | Uhland | 78640 | Highlands at Grist Mill Subdivision | 29.9651 | -97.8173 | Non-Lead - Plastic | No | After 2014 |  | Non-Lead - Plastic | After 2014 |  | Non-Lead | No | No |  | Single Family Residence | No | No | No | Tier 5
15936758 | 154 | Wilma Pass | Uhland | 78640 | Highlands at Grist Mill Subdivision | 30.2296 | -97.4755 | Non-Lead - Plastic | No | After 2014 |  | Non-Lead - Plastic | After 2014 |  | Non-Lead | No | No |  | Single Family Residence | No | No | No | Tier 5
09382617 | 155 | Wilma Pass | Uhland | 78640 | Highlands at Grist Mill Subdivision | 30.2297 | -97.4754 | Non-Lead - Plastic | No | After 2014 |  | Non-Lead - Plastic | After 2014 |  | Non-Lead | No | No |  | Single Family Residence | No | No | No | Tier 5
09643801 | 170 | Wilma Pass | Uhland | 78640 | Highlands at Grist Mill Subdivision | 30.2307 | -97.4748 | Non-Lead - Plastic | No | After 2014 |  | Non-Lead - Plastic | After 2014 |  | Non-Lead | No | No |  | Single Family Residence | No | No | No | Tier 5
09556121 | 171 | Wilma Pass | Uhland | 78640 | Highlands at Grist Mill Subdivision | 30.2308 | -97.4747 | Non-Lead - Plastic | No | After 2014 |  | Non-Lead - Plastic | After 2014 |  | Non-Lead | No | No |  | Single Family Residence | No | No | No | Tier 5
09643441 | 178 | Wilma Pass | Uhland | 78640 | Highlands at Grist Mill Subdivision | 30.2315 | -97.4744 | Non-Lead - Plastic | No | After 2014 |  | Non-Lead - Plastic | After 2014 |  | Non-Lead | No | No |  | Single Family Residence | No | No | No | Tier 5
09399337 | 179 | Wilma Pass | Uhland | 78640 | Highlands at Grist Mill Subdivision | 30.2313 | -97.4744 | Non-Lead - Plastic | No | After 2014 |  | Non-Lead - Plastic | After 2014 |  | Non-Lead | No | No |  | Single Family Residence | No | No | No | Tier 5
09531202 | 186 | Wilma Pass | Uhland | 78640 | Highlands at Grist Mill Subdivision | 30.232 | -97.4741 | Non-Lead - Plastic | No | After 2014 |  | Non-Lead - Plastic | After 2014 |  | Non-Lead | No | No |  | Single Family Residence | No | No | No | Tier 5
15895202 | 187 | Wilma Pass | Uhland | 78640 | Highlands at Grist Mill Subdivision | 30.2267 | -97.4774 | Non-Lead - Plastic | No | After 2014 |  | Non-Lead - Plastic | After 2014 |  | Non-Lead | No | No |  | Single Family Residence | No | No | No | Tier 5
15789268 | 194 | Wilma Pass | Uhland | 78640 | Highlands at Grist Mill Subdivision | 30.2325 | -97.4738 | Non-Lead - Plastic | No | After 2014 |  | Non-Lead - Plastic | After 2014 |  | Non-Lead | No | No |  | Single Family Residence | No | No | No | Tier 5
09561465 | 195 | Wilma Pass | Uhland | 78640 | Highlands at Grist Mill Subdivision | 30.2324 | -97.4737 | Non-Lead - Plastic | No | After 2014 |  | Non-Lead - Plastic | After 2014 |  | Non-Lead | No | No |  | Single Family Residence | No | No | No | Tier 5
9627390 | 202 | Wilma Pass | Uhland | 78640 | Highlands at Grist Mill Subdivision | 29.9659 | -97.8174 | Non-Lead - Plastic | No | After 2014 |  | Non-Lead - Plastic | After 2014 |  | Non-Lead | No | No |  | Single Family Residence | No | No | No | Tier 5
15789569 | 203 | Wilma Pass | Uhland | 78640 | Highlands at Grist Mill Subdivision | 29.9657 | -97.8178 | Non-Lead - Plastic | No | After 2014 |  | Non-Lead - Plastic | After 2014 |  | Non-Lead | No | No |  | Single Family Residence | No | No | No | Tier 5
9387906 | 210 | Wilma Pass | Uhland | 78640 | Highlands at Grist Mill Subdivision | 29.966 | -97.8175 | Non-Lead - Plastic | No | After 2014 |  | Non-Lead - Plastic | After 2014 |  | Non-Lead | No | No |  | Single Family Residence | No | No | No | Tier 5
9633591 | 211 | Wilma Pass | Uhland | 78640 | Highlands at Grist Mill Subdivision | 29.9657 | -97.8179 | Non-Lead - Plastic | No | After 2014 |  | Non-Lead - Plastic | After 2014 |  | Non-Lead | No | No |  | Single Family Residence | No | No | No | Tier 5
15762546 | 218 | Wilma Pass | Uhland | 78640 | Highlands at Grist Mill Subdivision | 29.9661 | -97.8176 | Non-Lead - Plastic | No | After 2014 |  | Non-Lead - Plastic | After 2014 |  | Non-Lead | No | No |  | Single Family Residence | No | No | No | Tier 5
09556163 | 219 | Wilma Pass | Uhland | 78640 | Highlands at Grist Mill Subdivision | 29.9659 | -97.8181 | Non-Lead - Plastic | No | After 2014 |  | Non-Lead - Plastic | After 2014 |  | Non-Lead | No | No |  | Single Family Residence | No | No | No | Tier 5
09626502 | 226 | Wilma Pass | Uhland | 78640 | Highlands at Grist Mill Subdivision | 29.9662 | -97.8177 | Non-Lead - Plastic | No | After 2014 |  | Non-Lead - Plastic | After 2014 |  | Non-Lead | No | No |  | Single Family Residence | No | No | No | Tier 5
09184770 | 227 | Wilma Pass | Uhland | 78640 | Highlands at Grist Mill Subdivision | 29.9659 | -97.8181 | Non-Lead - Plastic | No | After 2014 |  | Non-Lead - Plastic | After 2014 |  | Non-Lead | No | No |  | Single Family Residence | No | No | No | Tier 5
09636987 | 234 | Wilma Pass | Uhland | 78640 | Highlands at Grist Mill Subdivision | 29.9663 | -97.8178 | Non-Lead - Plastic | No | After 2014 |  | Non-Lead - Plastic | After 2014 |  | Non-Lead | No | No |  | Single Family Residence | No | No | No | Tier 5
09645735 | 235 | Wilma Pass | Uhland | 78640 | Highlands at Grist Mill Subdivision | 29.966 | -97.8182 | Non-Lead - Plastic | No | After 2014 |  | Non-Lead - Plastic | After 2014 |  | Non-Lead | No | No |  | Single Family Residence | No | No | No | Tier 5
09561116 | 242 | Wilma Pass | Uhland | 78640 | Highlands at Grist Mill Subdivision | 29.9664 | -97.8179 | Non-Lead - Plastic | No | After 2014 |  | Non-Lead - Plastic | After 2014 |  | Non-Lead | No | No |  | Single Family Residence | No | No | No | Tier 5
9643780 | 243 | Wilma Pass | Uhland | 78640 | Highlands at Grist Mill Subdivision | 29.9661 | -97.8182 | Non-Lead - Plastic | No | After 2014 |  | Non-Lead - Plastic | After 2014 |  | Non-Lead | No | No |  | Single Family Residence | No | No | No | Tier 5
09472642 | 250 | Wilma Pass | Uhland | 78640 | Highlands at Grist Mill Subdivision | 29.9664 | -97.818 | Non-Lead - Plastic | No | After 2014 |  | Non-Lead - Plastic | After 2014 |  | Non-Lead | No | No |  | Single Family Residence | No | No | No | Tier 5
15763574 | 251 | Wilma Pass | Uhland | 78640 | Highlands at Grist Mill Subdivision | 29.9662 | -97.8183 | Non-Lead - Plastic | No | After 2014 |  | Non-Lead - Plastic | After 2014 |  | Non-Lead | No | No |  | Single Family Residence | No | No | No | Tier 5
3764231 | 258 | Wilma Pass | Uhland | 78640 | Highlands at Grist Mill Subdivision/ 09637072 | 29.9665 | -97.8181 | Non-Lead - Plastic | No | After 2014 |  | Non-Lead - Plastic | After 2014 |  | Non-Lead | No | No |  | Single Family Residence | No | No | No | Tier 5
09464687 | 266 | Wilma Pass | Uhland | 78640 | Highlands at Grist Mill Subdivision | 29.9666 | -97.8181 | Non-Lead - Plastic | No | After 2014 |  | Non-Lead - Plastic | After 2014 |  | Non-Lead | No | No |  | Single Family Residence | No | No | No | Tier 5
9184895 | 267 | Wilma Pass | Uhland | 78640 | Highlands at Grist Mill Subdivision | 29.9663 | -97.8185 | Non-Lead - Plastic | No | After 2014 |  | Non-Lead - Plastic | After 2014 |  | Non-Lead | No | No |  | Single Family Residence | No | No | No | Tier 5
09400755 | 274 | Wilma Pass | Uhland | 78640 | Highlands at Grist Mill Subdivision | 29.9667 | -97.8182 | Non-Lead - Plastic | No | After 2014 |  | Non-Lead - Plastic | After 2014 |  | Non-Lead | No | No |  | Single Family Residence | No | No | No | Tier 5
3964093 | 275 | Wilma Pass | Uhland | 78640 | Highlands at Grist Mill Subdivision/ 15789212 | 29.9665 | -97.8186 | Non-Lead - Plastic | No | After 2014 |  | Non-Lead - Plastic | After 2014 |  | Non-Lead | No | No |  | Single Family Residence | No | No | No | Tier 5
09398563 | 282 | Wilma Pass | Uhland | 78640 | Highlands at Grist Mill Subdivision | 29.9668 | -97.8183 | Non-Lead - Plastic | No | After 2014 |  | Non-Lead - Plastic | After 2014 |  | Non-Lead | No | No |  | Single Family Residence | No | No | No | Tier 5
09480231 | 283 | Wilma Pass | Uhland | 78640 | Highlands at Grist Mill Subdivision | 29.9665 | -97.8187 | Non-Lead - Plastic | No | After 2014 |  | Non-Lead - Plastic | After 2014 |  | Non-Lead | No | No |  | Single Family Residence | No | No | No | Tier 5
12563511 | 110 | Lena Lane | Uhland | 78640 | Highlands at Grist Mill Subdivision | 29.9815 | -97.8171 | Non-Lead - Plastic | No | After 2014 |  | Non-Lead - Plastic | After 2014 |  | Non-Lead | No | No |  | Single Family Residence | No | No | No | Tier 5
00262181 | 122 | Lena Lane | Uhland | 78640 | Highlands at Grist Mill Subdivision | 29.9645 | -97.8173 | Non-Lead - Plastic | No | After 2014 |  | Non-Lead - Plastic | After 2014 |  | Non-Lead | No | No |  | Single Family Residence | No | No | No | Tier 5
15988727 | 146 | Lena Lane | Uhland | 78640 | Highlands at Grist Mill Subdivision | 29.9819 | -97.7984 | Non-Lead - Plastic | No | After 2014 |  | Non-Lead - Plastic | After 2014 |  | Non-Lead | No | No |  | Single Family Residence | No | No | No | Tier 5
15511454 | 147 | Lena Lane | Uhland | 78640 | Highlands at Grist Mill Subdivision | 29.9833 | -97.7971 | Non-Lead - Plastic | No | After 2014 |  | Non-Lead - Plastic | After 2014 |  | Non-Lead | No | No |  | Single Family Residence | No | No | No | Tier 5
09399181 | 154 | Lena Lane | Uhland | 78640 | Highlands at Grist Mill Subdivision | 29.982 | -97.7983 | Non-Lead - Plastic | No | After 2014 |  | Non-Lead - Plastic | After 2014 |  | Non-Lead | No | No |  | Single Family Residence | No | No | No | Tier 5
15526463 | 155 | Lena Lane | Uhland | 78640 | Highlands at Grist Mill Subdivision | 29.9836 | -97.7967 | Non-Lead - Plastic | No | After 2014 |  | Non-Lead - Plastic | After 2014 |  | Non-Lead | No | No |  | Single Family Residence | No | No | No | Tier 5
15502033 | 162 | Lena Lane | Uhland | 78640 | Highlands at Grist Mill Subdivision | 29.9821 | -97.7982 | Non-Lead - Plastic | No | After 2014 |  | Non-Lead - Plastic | After 2014 |  | Non-Lead | No | No |  | Single Family Residence | No | No | No | Tier 5
15524126 | 163 | Lena Lane | Uhland | 78640 | Highlands at Grist Mill Subdivision | 29.9839 | -97.7964 | Non-Lead - Plastic | No | After 2014 |  | Non-Lead - Plastic | After 2014 |  | Non-Lead | No | No |  | Single Family Residence | No | No | No | Tier 5
15522108 | 170 | Lena Lane | Uhland | 78640 | Highlands at Grist Mill Subdivision | 29.9822 | -97.7981 | Non-Lead - Plastic | No | After 2014 |  | Non-Lead - Plastic | After 2014 |  | Non-Lead | No | No |  | Single Family Residence | No | No | No | Tier 5
09384424 | 171 | Lena Lane | Uhland | 78640 | Highlands at Grist Mill Subdivision | 29.9842 | 29.9842 | Non-Lead - Plastic | No | After 2014 |  | Non-Lead - Plastic | After 2014 |  | Non-Lead | No | No |  | Single Family Residence | No | No | No | Tier 5
09547689 | 178 | Lena Lane | Uhland | 78640 | Highlands at Grist Mill Subdivision | 29.9823 | -97.798 | Non-Lead - Plastic | No | After 2014 |  | Non-Lead - Plastic | After 2014 |  | Non-Lead | No | No |  | Single Family Residence | No | No | No | Tier 5
15789723 | 179 | Lena Lane | Uhland | 78640 | Highlands at Grist Mill Subdivision | 29.9846 | -97.7957 | Non-Lead - Plastic | No | After 2014 |  | Non-Lead - Plastic | After 2014 |  | Non-Lead | No | No |  | Single Family Residence | No | No | No | Tier 5
15511676 | 186 | Lena Lane | Uhland | 78640 | Highlands at Grist Mill Subdivision | 29.9824 | -97.7979 | Non-Lead - Plastic | No | After 2014 |  | Non-Lead - Plastic | After 2014 |  | Non-Lead | No | No |  | Single Family Residence | No | No | No | Tier 5
15541517 | 187 | Lena Lane | Uhland | 78640 | Highlands at Grist Mill Subdivision | 29.9849 | -97.7954 | Non-Lead - Plastic | No | After 2014 |  | Non-Lead - Plastic | After 2014 |  | Non-Lead | No | No |  | Single Family Residence | No | No | No | Tier 5
09380229 | 194 | Lena Lane | Uhland | 78640 | Highlands at Grist Mill Subdivision | 29.9825 | -97.7978 | Non-Lead - Plastic | No | After 2014 |  | Non-Lead - Plastic | After 2014 |  | Non-Lead | No | No |  | Single Family Residence | No | No | No | Tier 5
15533036 | 195 | Lena Lane | Uhland | 78640 | Highlands at Grist Mill Subdivision/ 15521933 | 29.9852 | -97.7949 | Non-Lead - Plastic | No | After 2014 |  | Non-Lead - Plastic | After 2014 |  | Non-Lead | No | No |  | Single Family Residence | No | No | No | Tier 5
9622443 | 202 | Lena Lane | Uhland | 78640 | Highlands at Grist Mill Subdivision | 29.9826 | -97.7977 | Non-Lead - Plastic | No | After 2014 |  | Non-Lead - Plastic | After 2014 |  | Non-Lead | No | No |  | Single Family Residence | No | No | No | Tier 5
15521933 | 203 | Lena Lane | Uhland | 78640 | Highlands at Grist Mill Subdivision / 15533036 | 29.9652 | -97.8184 | Non-Lead - Plastic | No | After 2014 |  | Non-Lead - Plastic | After 2014 |  | Non-Lead | No | No |  | Single Family Residence | No | No | No | Tier 5
3769999 | 210 | Lena Lane | Uhland | 78640 | Highlands at Grist Mill Subdivision/ 09401925 | 29.9827 | -97.7976 | Non-Lead - Plastic | No | After 2014 |  | Non-Lead - Plastic | After 2014 |  | Non-Lead | No | No |  | Single Family Residence | No | No | No | Tier 5
15500600 | 211 | Lena Lane | Uhland | 78640 | Highlands at Grist Mill Subdivision | 29.9858 | -97.7943 | Non-Lead - Plastic | No | After 2014 |  | Non-Lead - Plastic | After 2014 |  | Non-Lead | No | No |  | Single Family Residence | No | No | No | Tier 5
09549483 | 218 | Lena Lane | Uhland | 78640 | Highlands at Grist Mill Subdivision | 29.9828 | -97.7975 | Non-Lead - Plastic | No | After 2014 |  | Non-Lead - Plastic | After 2014 |  | Non-Lead | No | No |  | Single Family Residence | No | No | No | Tier 5
09634138 | 219 | Lena Lane | Uhland | 78640 | Highlands at Grist Mill Subdivision | 29.9862 | -97.7939 | Non-Lead - Plastic | No | After 2014 |  | Non-Lead - Plastic | After 2014 |  | Non-Lead | No | No |  | Single Family Residence | No | No | No | Tier 5
15789826 | 226 | Lena Lane | Uhland | 78640 | Highlands at Grist Mill Subdivision | 29.9829 | -97.7973 | Non-Lead - Plastic | No | After 2014 |  | Non-Lead - Plastic | After 2014 |  | Non-Lead | No | No |  | Single Family Residence | No | No | No | Tier 5
09631112 | 227 | Lena Lane | Uhland | 78640 | Highlands at Grist Mill Subdivision | 29.9865 | -97.7936 | Non-Lead - Plastic | No | After 2014 |  | Non-Lead - Plastic | After 2014 |  | Non-Lead | No | No |  | Single Family Residence | No | No | No | Tier 5
09645039 | 234 | Lena Lane | Uhland | 78640 | Highlands at Grist Mill Subdivision | 29.983 | -97.7972 | Non-Lead - Plastic | No | After 2014 |  | Non-Lead - Plastic | After 2014 |  | Non-Lead | No | No |  | Single Family Residence | No | No | No | Tier 5
09625400 | 242 | Lena Lane | Uhland | 78640 | Highlands at Grist Mill Subdivision | 29.983 | -97.7971 | Non-Lead - Plastic | No | After 2014 |  | Non-Lead - Plastic | After 2014 |  | Non-Lead | No | No |  | Single Family Residence | No | No | No | Tier 5
15503226 | 243 | Lena Lane | Uhland | 78640 | Highlands at Grist Mill Subdivision | 29.9871 | -97.7929 | Non-Lead - Plastic | No | After 2014 |  | Non-Lead - Plastic | After 2014 |  | Non-Lead | No | No |  | Single Family Residence | No | No | No | Tier 5
09637081 | 250 | Lena Lane | Uhland | 78640 | Highlands at Grist Mill Subdivision | 29.9831 | -97.797 | Non-Lead - Plastic | No | After 2014 |  | Non-Lead - Plastic | After 2014 |  | Non-Lead | No | No |  | Single Family Residence | No | No | No | Tier 5
09525665 | 251 | Lena Lane | Uhland | 78640 | Highlands at Grist Mill Subdivision | 29.9874 | -97.7926 | Non-Lead - Plastic | No | After 2014 |  | Non-Lead - Plastic | After 2014 |  | Non-Lead | No | No |  | Single Family Residence | No | No | No | Tier 5
9642514 | 258 | Lena Lane | Uhland | 78640 | Highlands at Grist Mill Subdivision | 29.9832 | -97.7969 | Non-Lead - Plastic | No | After 2014 |  | Non-Lead - Plastic | After 2014 |  | Non-Lead | No | No |  | Single Family Residence | No | No | No | Tier 5
15996082 | 259 | Lena Lane | Uhland | 78640 | Highlands at Grist Mill Subdivision | 29.9877 | -97.7923 | Non-Lead - Plastic | No | After 2014 |  | Non-Lead - Plastic | After 2014 |  | Non-Lead | No | No |  | Single Family Residence | No | No | No | Tier 5
9642270 | 266 | Lena Lane | Uhland | 78640 | Highlands at Grist Mill Subdivision | 29.9833 | -97.7968 | Non-Lead - Plastic | No | After 2014 |  | Non-Lead - Plastic | After 2014 |  | Non-Lead | No | No |  | Single Family Residence | No | No | No | Tier 5
09398699 | 267 | Lena Lane | Uhland | 78640 | Highlands at Grist Mill Subdivision | 29.9881 | -97.792 | Non-Lead - Plastic | No | After 2014 |  | Non-Lead - Plastic | After 2014 |  | Non-Lead | No | No |  | Single Family Residence | No | No | No | Tier 5
09622326 | 274 | Lena Lane | Uhland | 78640 | Highlands at Grist Mill Subdivision | 29.9834 | -97.7967 | Non-Lead - Plastic | No | After 2014 |  | Non-Lead - Plastic | After 2014 |  | Non-Lead | No | No |  | Single Family Residence | No | No | No | Tier 5
09525688 | 275 | Lena Lane | Uhland | 78640 | Highlands at Grist Mill Subdivision | 29.9884 | -97.7917 | Non-Lead - Plastic | No | After 2014 |  | Non-Lead - Plastic | After 2014 |  | Non-Lead | No | No |  | Single Family Residence | No | No | No | Tier 5
9644837 | 282 | Lena Lane | Uhland | 78640 | Highlands at Grist Mill Subdivision | 29.9835 | -97.7966 | Non-Lead - Plastic | No | After 2014 |  | Non-Lead - Plastic | After 2014 |  | Non-Lead | No | No |  | Single Family Residence | No | No | No | Tier 5
09628901 | 283 | Lena Lane | Uhland | 78640 | Highlands at Grist Mill Subdivision | 29.9887 | -97.7911 | Non-Lead - Plastic | No | After 2014 |  | Non-Lead - Plastic | After 2014 |  | Non-Lead | No | No |  | Single Family Residence | No | No | No | Tier 5
12755552 | 120 | Adeline Drive | Uhland | 78640 | Highlands at Grist Mill Subdivision | 29.9639 | -97.818 | Non-Lead - Plastic | No | After 2014 |  | Non-Lead - Plastic | After 2014 |  | Non-Lead | No | No |  | Single Family Residence | No | No | No | Tier 5
12755719 | 130 | Adeline Drive | Uhland | 78640 | Highlands at Grist Mill Subdivision | 29.9641 | -97.8181 | Non-Lead - Plastic | No | After 2014 |  | Non-Lead - Plastic | After 2014 |  | Non-Lead | No | No |  | Single Family Residence | No | No | No | Tier 5
12756736 | 138 | Adeline Drive | Uhland | 78640 | Highlands at Grist Mill Subdivision | 29.9642 | -97.8182 | Non-Lead - Plastic | No | After 2014 |  | Non-Lead - Plastic | After 2014 |  | Non-Lead | No | No |  | Single Family Residence | No | No | No | Tier 5
15528941 | 162 | Adeline Drive | Uhland | 78640 | Highlands at Grist Mill Subdivision | 29.9644 | -97.8185 | Non-Lead - Plastic | No | After 2014 |  | Non-Lead - Plastic | After 2014 |  | Non-Lead | No | No |  | Single Family Residence | No | No | No | Tier 5
15999178 | 163 | Adeline Drive | Uhland | 78640 | Highlands at Grist Mill Subdivision | 29.9641 | -97.8188 | Non-Lead - Plastic | No | After 2014 |  | Non-Lead - Plastic | After 2014 |  | Non-Lead | No | No |  | Single Family Residence | No | No | No | Tier 5
15532844 | 170 | Adeline Drive | Uhland | 78640 | Highlands at Grist Mill Subdivision | 29.9645 | -97.8185 | Non-Lead - Plastic | No | After 2014 |  | Non-Lead - Plastic | After 2014 |  | Non-Lead | No | No |  | Single Family Residence | No | No | No | Tier 5
15533298 | 178 | Adeline Drive | Uhland | 78640 | Highlands at Grist Mill Subdivision | 29.9646 | -97.8186 | Non-Lead - Plastic | No | After 2014 |  | Non-Lead - Plastic | After 2014 |  | Non-Lead | No | No |  | Single Family Residence | No | No | No | Tier 5
15506010 | 179 | Adeline Drive | Uhland | 78640 | Highlands at Grist Mill Subdivision | 29.9643 | -97.819 | Non-Lead - Plastic | No | After 2014 |  | Non-Lead - Plastic | After 2014 |  | Non-Lead | No | No |  | Single Family Residence | No | No | No | Tier 5
15519684 | 186 | Adeline Drive | Uhland | 78640 | Highlands at Grist Mill Subdivision | 29.9647 | -97.8187 | Non-Lead - Plastic | No | After 2014 |  | Non-Lead - Plastic | After 2014 |  | Non-Lead | No | No |  | Single Family Residence | No | No | No | Tier 5
15544505 | 187 | Adeline Drive | Uhland | 78640 | Highlands at Grist Mill Subdivision | 29.9644 | -97.8191 | Non-Lead - Plastic | No | After 2014 |  | Non-Lead - Plastic | After 2014 |  | Non-Lead | No | No |  | Single Family Residence | No | No | No | Tier 5
15538596 | 194 | Adeline Drive | Uhland | 78640 | Highlands at Grist Mill Subdivision | 29.9648 | -97.8188 | Non-Lead - Plastic | No | After 2014 |  | Non-Lead - Plastic | After 2014 |  | Non-Lead | No | No |  | Single Family Residence | No | No | No | Tier 5
15538503 | 195 | Adeline Drive | Uhland | 78640 | Highlands at Grist Mill Subdivision | 29.9645 | -97.8191 | Non-Lead - Plastic | No | After 2014 |  | Non-Lead - Plastic | After 2014 |  | Non-Lead | No | No |  | Single Family Residence | No | No | No | Tier 5
15532586 | 203 | Adeline Drive | Uhland | 78640 | Highlands at Grist Mill Subdivision | 29.9645 | -97.8193 | Non-Lead - Plastic | No | After 2014 |  | Non-Lead - Plastic | After 2014 |  | Non-Lead | No | No |  | Single Family Residence | No | No | No | Tier 5
15544526 | 209 | Adeline Drive | Uhland | 78640 | Highlands at Grist Mill Subdivision | 29.9646 | -97.8193 | Non-Lead - Plastic | No | After 2014 |  | Non-Lead - Plastic | After 2014 |  | Non-Lead | No | No |  | Single Family Residence | No | No | No | Tier 5
15635803 | 210 | Adeline Drive | Uhland | 78640 | Highlands at Grist Mill Subdivision/ 15533314 | 29.9649 | -97.819 | Non-Lead - Plastic | No | After 2014 |  | Non-Lead - Plastic | After 2014 |  | Non-Lead | No | No |  | Single Family Residence | No | No | No | Tier 5
15533314 | 218 | Adeline Drive | Uhland | 78640 | Highlands at Grist Mill Subdivision | 29.965 | -97.819 | Non-Lead - Plastic | No | After 2014 |  | Non-Lead - Plastic | After 2014 |  | Non-Lead | No | No |  | Single Family Residence | No | No | No | Tier 5
15533509 | 224 | Adeline Drive | Uhland | 78640 | Highlands at Grist Mill Subdivision | 29.9651 | -97.8191 | Non-Lead - Plastic | No | After 2014 |  | Non-Lead - Plastic | After 2014 |  | Non-Lead | No | No |  | Single Family Residence | No | No | No | Tier 5
15544450 | 225 | Adeline Drive | Uhland | 78640 | Highlands at Grist Mill Subdivision | 29.9648 | -97.8195 | Non-Lead - Plastic | No | After 2014 |  | Non-Lead - Plastic | After 2014 |  | Non-Lead | No | No |  | Single Family Residence | No | No | No | Tier 5
15526442 | 232 | Adeline Drive | Uhland | 78640 | Highlands at Grist Mill Subdivision | 29.9652 | -97.8193 | Non-Lead - Plastic | No | After 2014 |  | Non-Lead - Plastic | After 2014 |  | Non-Lead | No | No |  | Single Family Residence | No | No | No | Tier 5
15544392 | 233 | Adeline Drive | Uhland | 78640 | Highlands at Grist Mill Subdivision | 29.9649 | -97.8196 | Non-Lead - Plastic | No | After 2014 |  | Non-Lead - Plastic | After 2014 |  | Non-Lead | No | No |  | Single Family Residence | No | No | No | Tier 5
15540990 | 240 | Adeline Drive | Uhland | 78640 | Highlands at Grist Mill Subdivision | 29.9653 | -97.8193 | Non-Lead - Plastic | No | After 2014 |  | Non-Lead - Plastic | After 2014 |  | Non-Lead | No | No |  | Single Family Residence | No | No | No | Tier 5
15529014 | 241 | Adeline Drive | Uhland | 78640 | Highlands at Grist Mill Subdivision | 29.965 | -97.8197 | Non-Lead - Plastic | No | After 2014 |  | Non-Lead - Plastic | After 2014 |  | Non-Lead | No | No |  | Single Family Residence | No | No | No | Tier 5
15914129 | 248 | Adeline Drive | Uhland | 78640 | Highlands at Grist Mill Subdivision | 29.9654 | -97.8194 | Non-Lead - Plastic | No | After 2014 |  | Non-Lead - Plastic | After 2014 |  | Non-Lead | No | No |  | Single Family Residence | No | No | No | Tier 5
15519736 | 249 | Adeline Drive | Uhland | 78640 | Highlands at Grist Mill Subdivision | 29.9651 | -97.8198 | Non-Lead - Plastic | No | After 2014 |  | Non-Lead - Plastic | After 2014 |  | Non-Lead | No | No |  | Single Family Residence | No | No | No | Tier 5
15528632 | 256 | Adeline Drive | Uhland | 78640 | Highlands at Grist Mill Subdivision | 29.9655 | -97.8195 | Non-Lead - Plastic | No | After 2014 |  | Non-Lead - Plastic | After 2014 |  | Non-Lead | No | No |  | Single Family Residence | No | No | No | Tier 5
15507072 | 257 | Adeline Drive | Uhland | 78640 | Highlands at Grist Mill Subdivision | 29.9652 | -97.8199 | Non-Lead - Plastic | No | After 2014 |  | Non-Lead - Plastic | After 2014 |  | Non-Lead | No | No |  | Single Family Residence | No | No | No | Tier 5
15506220 | 264 | Adeline Drive | Uhland | 78640 | Highlands at Grist Mill Subdivision | 29.9655 | -97.8196 | Non-Lead - Plastic | No | After 2014 |  | Non-Lead - Plastic | After 2014 |  | Non-Lead | No | No |  | Single Family Residence | No | No | No | Tier 5
15507066 | 265 | Adeline Drive | Uhland | 78640 | Highlands at Grist Mill Subdivision | 29.9653 | -97.8199 | Non-Lead - Plastic | No | After 2014 |  | Non-Lead - Plastic | After 2014 |  | Non-Lead | No | No |  | Single Family Residence | No | No | No | Tier 5
15507201 | 272 | Adeline Drive | Uhland | 78640 | Highlands at Grist Mill Subdivision | 29.9656 | -97.8196 | Non-Lead - Plastic | No | After 2014 |  | Non-Lead - Plastic | After 2014 |  | Non-Lead | No | No |  | Single Family Residence | No | No | No | Tier 5
15522116 | 273 | Adeline Drive | Uhland | 78640 | Highlands at Grist Mill Subdivision | 29.9653 | -97.82 | Non-Lead - Plastic | No | After 2014 |  | Non-Lead - Plastic | After 2014 |  | Non-Lead | No | No |  | Single Family Residence | No | No | No | Tier 5
15543273 | 281 | Adeline Drive | Uhland | 78640 | Highlands at Grist Mill Subdivision | 29.9654 | -97.8201 | Non-Lead - Plastic | No | After 2014 |  | Non-Lead - Plastic | After 2014 |  | Non-Lead | No | No |  | Single Family Residence | No | No | No | Tier 5
15507235 | 282 | Adeline Drive | Uhland | 78640 | Highlands at Grist Mill Subdivision | 29.9657 | -97.8197 | Non-Lead - Plastic | No | After 2014 |  | Non-Lead - Plastic | After 2014 |  | Non-Lead | No | No |  | Single Family Residence | No | No | No | Tier 5
09640988 | 158 | Wilhem Way | Uhland | 78640 | Highlands at Grist Mill Subdivision | 29.9635 | -97.8175 | Non-Lead - Plastic | No | After 2014 |  | Non-Lead - Plastic | After 2014 |  | Non-Lead | No | No |  | Single Family Residence | No | No | No | Tier 5
09400565 | 166 | Wilhem Way | Uhland | 78640 | Highlands at Grist Mill Subdivision | 29.9636 | -97.8174 | Non-Lead - Plastic | No | After 2014 |  | Non-Lead - Plastic | After 2014 |  | Non-Lead | No | No |  | Single Family Residence | No | No | No | Tier 5
09467102 | 172 | Wilhem Way | Uhland | 78640 | Highlands at Grist Mill Subdivision | 29.9637 | -97.8173 | Non-Lead - Plastic | No | After 2014 |  | Non-Lead - Plastic | After 2014 |  | Non-Lead | No | No |  | Single Family Residence | No | No | No | Tier 5
00261100 | 180 | Wilhem Way | Uhland | 78640 | Highlands at Grist Mill Subdivision | 29.9638 | -97.8173 | Non-Lead - Plastic | No | After 2014 |  | Non-Lead - Plastic | After 2014 |  | Non-Lead | No | No |  | Single Family Residence | No | No | No | Tier 5
261038 | 188 | Wilhem Way | Uhland | 78640 | Highlands at Grist Mill Subdivision | 29.9639 | -97.8171 | Non-Lead - Plastic | No | After 2014 |  | Non-Lead - Plastic | After 2014 |  | Non-Lead | No | No |  | Single Family Residence | No | No | No | Tier 5
9538207 | 196 | Wilhem Way | Uhland | 78640 | Highlands at Grist Mill Subdivision | 29.9639 | -97.8171 | Non-Lead - Plastic | No | After 2014 |  | Non-Lead - Plastic | After 2014 |  | Non-Lead | No | No |  | Single Family Residence | No | No | No | Tier 5
9640420 | 204 | Wilhem Way | Uhland | 78640 | Highlands at Grist Mill Subdivision | 29.965 | -97.8158 | Non-Lead - Plastic | No | After 2014 |  | Non-Lead - Plastic | After 2014 |  | Non-Lead | No | No |  | Single Family Residence | No | No | No | Tier 5
15905677 | 212 | Wilhem Way | Uhland | 78640 | Highlands at Grist Mill Subdivision/ 15752397 | 29.965 | -97.8159 | Non-Lead - Plastic | No | After 2014 |  | Non-Lead - Plastic | After 2014 |  | Non-Lead | No | No |  | Single Family Residence | No | No | No | Tier 5
00833505 | 220 | Wilhem Way | Uhland | 78640 | Highlands at Grist Mill Subdivision | 29.965 | -97.8159 | Non-Lead - Plastic | No | After 2014 |  | Non-Lead - Plastic | After 2014 |  | Non-Lead | No | No |  | Single Family Residence | No | No | No | Tier 5
9466420 | 228 | Wilhem Way | Uhland | 78640 | Highlands at Grist Mill Subdivision | 29.9649 | -97.8159 | Non-Lead - Plastic | No | After 2014 |  | Non-Lead - Plastic | After 2014 |  | Non-Lead | No | No |  | Single Family Residence | No | No | No | Tier 5
09613100 | 236 | Wilhem Way | Uhland | 78640 | Highlands at Grist Mill Subdivision | 29.9649 | -97.816 | Non-Lead - Plastic | No | After 2014 |  | Non-Lead - Plastic | After 2014 |  | Non-Lead | No | No |  | Single Family Residence | No | No | No | Tier 5
09308339 | 244 | Wilhem Way | Uhland | 78640 | Highlands at Grist Mill Subdivision | 29.9649 | -97.816 | Non-Lead - Plastic | No | After 2014 |  | Non-Lead - Plastic | After 2014 |  | Non-Lead | No | No |  | Single Family Residence | No | No | No | Tier 5
00821168 | 252 | Wilhem Way | Uhland | 78640 | Highlands at Grist Mill Subdivision | 29.9648 | -97.8161 | Non-Lead - Plastic | No | After 2014 |  | Non-Lead - Plastic | After 2014 |  | Non-Lead | No | No |  | Single Family Residence | No | No | No | Tier 5
00782087 | 260 | Wilhem Way | Uhland | 78640 | Highlands at Grist Mill Subdivision | 29.9648 | -97.8161 | Non-Lead - Plastic | No | After 2014 |  | Non-Lead - Plastic | After 2014 |  | Non-Lead | No | No |  | Single Family Residence | No | No | No | Tier 5
09304755 | 268 | Wilhem Way | Uhland | 78640 | Highlands at Grist Mill Subdivision | 29.9648 | -97.8162 | Non-Lead - Plastic | No | After 2014 |  | Non-Lead - Plastic | After 2014 |  | Non-Lead | No | No |  | Single Family Residence | No | No | No | Tier 5
00757676 | 276 | Wilhem Way | Uhland | 78640 | Highlands at Grist Mill Subdivision | 29.9647 | -97.8162 | Non-Lead - Plastic | No | After 2014 |  | Non-Lead - Plastic | After 2014 |  | Non-Lead | No | No |  | Single Family Residence | No | No | No | Tier 5
09182734 | 284 | Wilhem Way | Uhland | 78640 | Highlands at Grist Mill Subdivision | 29.9647 | -97.8162 | Non-Lead - Plastic | No | After 2014 |  | Non-Lead - Plastic | After 2014 |  | Non-Lead | No | No |  | Single Family Residence | No | No | No | Tier 5
15752237 | 292 | Wilhem Way | Uhland | 78640 | Highlands at Grist Mill Subdivision | 29.9647 | -97.8163 | Non-Lead - Plastic | No | After 2014 |  | Non-Lead - Plastic | After 2014 |  | Non-Lead | No | No |  | Single Family Residence | No | No | No | Tier 5
12866099 | 300 | Wilhem Way | Uhland | 78640 | Highlands at Grist Mill Subdivision | 29.9641 | -97.8172 | Non-Lead - Plastic | No | After 2014 |  | Non-Lead - Plastic | After 2014 |  | Non-Lead | No | No |  | Single Family Residence | No | No | No | Tier 5
09652356 | 239 | Gustaf Trail | Uhland | 78640 | Highlands at Grist Mill Subdivision | 29.9672 | -97.8183 | Non-Lead - Plastic | No | After 2014 |  | Non-Lead - Plastic | After 2014 |  | Non-Lead | No | No |  | Single Family Residence | No | No | No | Tier 5
3889179 | 247 | Gustaf Trail | Uhland | 78640 | Highlands at Grist Mill Subdivision | 29.9672 | -97.8182 | Non-Lead - Plastic | No | After 2014 |  | Non-Lead - Plastic | After 2014 |  | Non-Lead | No | No |  | Single Family Residence | No | No | No | Tier 5
15671505 | 468 | Gustaf Trail | Uhland | 78640 | Highlands at Grist Mill Subdivision | 29.9655 | -97.8162 | Non-Lead - Plastic | No | After 2014 |  | Non-Lead - Plastic | After 2014 |  | Non-Lead | No | No |  | Single Family Residence | No | No | No | Tier 5
15972574 | 140 | Wilma Pass | Uhland | 78640 | Highlands at Grist Mill Subdivision | 30.2292 | -97.4759 | Non-Lead - Plastic | No | After 2014 |  | Non-Lead - Plastic | After 2014 |  | Non-Lead | No | No |  | Single Family Residence | No | No | No | Tier 5
15673422 | 141 | Wilma Pass | Uhland | 78640 | Highlands at Grist Mill Subdivision | 30.2293 | -97.4758 | Non-Lead - Plastic | No | After 2014 |  | Non-Lead - Plastic | After 2014 |  | Non-Lead | No | No |  | Single Family Residence | No | No | No | Tier 5
15675387 | 162 | Wilma Pass | Uhland | 78640 | Highlands at Grist Mill Subdivision | 30.2302 | -97.4751 | Non-Lead - Plastic | No | After 2014 |  | Non-Lead - Plastic | After 2014 |  | Non-Lead | No | No |  | Single Family Residence | No | No | No | Tier 5
15675540 | 163 | Wilma Pass | Uhland | 78640 | Highlands at Grist Mill Subdivision | 30.2302 | -97.4751 | Non-Lead - Plastic | No | After 2014 |  | Non-Lead - Plastic | After 2014 |  | Non-Lead | No | No |  | Single Family Residence | No | No | No | Tier 5
09643466 | 259 | Wilma Pass | Uhland | 78640 | Highlands at Grist Mill Subdivision | 30.2327 | -97.4735 | Non-Lead - Plastic | No | After 2014 |  | Non-Lead - Plastic | After 2014 |  | Non-Lead | No | No |  | Single Family Residence | No | No | No | Tier 5
3690373 | 111 | Lena Lane | Uhland | 78640 | Highlands at Grist Mill Subdivision/ 15989236 | 29.9819 | -97.7987 | Non-Lead - Plastic | No | After 2014 |  | Non-Lead - Plastic | After 2014 |  | Non-Lead | No | No |  | Single Family Residence | No | No | No | Tier 5
15511215 | 123 | Lena Lane | Uhland | 78640 | Highlands at Grist Mill Subdivision | 29.9824 | -97.7981 | Non-Lead - Plastic | No | After 2014 |  | Non-Lead - Plastic | After 2014 |  | Non-Lead | No | No |  | Single Family Residence | No | No | No | Tier 5
15651675 | 130 | Lena Lane | Uhland | 78640 | Highlands at Grist Mill Subdivision | 29.9817 | -97.7986 | Non-Lead - Plastic | No | After 2014 |  | Non-Lead - Plastic | After 2014 |  | Non-Lead | No | No |  | Single Family Residence | No | No | No | Tier 5
1415174 | 131 | Lena Lane | Uhland | 78640 | Highlands at Grist Mill Subdivision/ 15530068/ 15998683 | 29.983 | -97.7974 | Non-Lead - Plastic | No | After 2014 |  | Non-Lead - Plastic | After 2014 |  | Non-Lead | No | No |  | Single Family Residence | No | No | No | Tier 5
15662790 | 138 | Lena Lane | Uhland | 78640 | Highlands at Grist Mill Subdivision | 29.9818 | -97.7985 | Non-Lead - Plastic | No | After 2014 |  | Non-Lead - Plastic | After 2014 |  | Non-Lead | No | No |  | Single Family Residence | No | No | No | Tier 5
15673571 | 235 | Lena Lane | Uhland | 78640 | Highlands at Grist Mill Subdivision | 29.9868 | -97.7932 | Non-Lead - Plastic | No | After 2014 |  | Non-Lead - Plastic | After 2014 |  | Non-Lead | No | No |  | Single Family Residence | No | No | No | Tier 5
15532321 | 110 | Adeline Drive | Uhland | 78640 | Highlands at Grist Mill Subdivision | 29.9639 | -97.8179 | Non-Lead - Plastic | No | After 2014 |  | Non-Lead - Plastic | After 2014 |  | Non-Lead | No | No |  | Single Family Residence | No | No | No | Tier 5
15530543 | 113 | Adeline Drive | Uhland | 78640 | Highlands at Grist Mill Subdivision | 29.9636 | -97.8183 | Non-Lead - Plastic | No | After 2014 |  | Non-Lead - Plastic | After 2014 |  | Non-Lead | No | No |  | Single Family Residence | No | No | No | Tier 5
15973619 | 123 | Adeline Drive | Uhland | 78640 | Highlands at Grist Mill Subdivision | 29.9637 | -97.8184 | Non-Lead - Plastic | No | After 2014 |  | Non-Lead - Plastic | After 2014 |  | Non-Lead | No | No |  | Single Family Residence | No | No | No | Tier 5
09644676 | 131 | Adeline Drive | Uhland | 78640 | Highlands at Grist Mill Subdivision | 29.9636 | -97.8185 | Non-Lead - Plastic | No | After 2014 |  | Non-Lead - Plastic | After 2014 |  | Non-Lead | No | No |  | Single Family Residence | No | No | No | Tier 5
15632672 | 139 | Adeline Drive | Uhland | 78640 | Highlands at Grist Mill Subdivision | 29.9639 | -97.8185 | Non-Lead - Plastic | No | After 2014 |  | Non-Lead - Plastic | After 2014 |  | Non-Lead | No | No |  | Single Family Residence | No | No | No | Tier 5
15670687 | 146 | Adeline Drive | Uhland | 78640 | Highlands at Grist Mill Subdivision | 29.9643 | -97.8183 | Non-Lead - Plastic | No | After 2014 |  | Non-Lead - Plastic | After 2014 |  | Non-Lead | No | No |  | Single Family Residence | No | No | No | Tier 5
15972485 | 147 | Adeline Drive | Uhland | 78640 | Highlands at Grist Mill Subdivision | 29.964 | -97.8186 | Non-Lead - Plastic | No | After 2014 |  | Non-Lead - Plastic | After 2014 |  | Non-Lead | No | No |  | Single Family Residence | No | No | No | Tier 5
15973195 | 154 | Adeline Drive | Uhland | 78640 | Highlands at Grist Mill Subdivision | 29.9643 | -97.8184 | Non-Lead - Plastic | No | After 2014 |  | Non-Lead - Plastic | After 2014 |  | Non-Lead | No | No |  | Single Family Residence | No | No | No | Tier 5
15670629 | 155 | Adeline Drive | Uhland | 78640 | Highlands at Grist Mill Subdivision | 29.9641 | -97.8187 | Non-Lead - Plastic | No | After 2014 |  | Non-Lead - Plastic | After 2014 |  | Non-Lead | No | No |  | Single Family Residence | No | No | No | Tier 5
15530272 | 171 | Adeline Drive | Uhland | 78640 | Highlands at Grist Mill Subdivision | 29.9642 | -97.8189 | Non-Lead - Plastic | No | After 2014 |  | Non-Lead - Plastic | After 2014 |  | Non-Lead | No | No |  | Single Family Residence | No | No | No | Tier 5
15973175 | 202 | Adeline Drive | Uhland | 78640 | Highlands at Grist Mill Subdivision | 29.9648 | -97.8189 | Non-Lead - Plastic | No | After 2014 |  | Non-Lead - Plastic | After 2014 |  | Non-Lead | No | No |  | Single Family Residence | No | No | No | Tier 5
15675580 | 217 | Adeline Drive | Uhland | 78640 | Highlands at Grist Mill Subdivision | 29.9647 | -97.8194 | Non-Lead - Plastic | No | After 2014 |  | Non-Lead - Plastic | After 2014 |  | Non-Lead | No | No |  | Single Family Residence | No | No | No | Tier 5
15675352 | 116 | Wilhem Way | Uhland | 78640 | Highlands at Grist Mill Subdivision | 29.9632 | -97.8181 | Non-Lead - Plastic | No | After 2014 |  | Non-Lead - Plastic | After 2014 |  | Non-Lead | No | No |  | Single Family Residence | No | No | No | Tier 5
15671939 | 126 | Wilhem Way | Uhland | 78640 | Highlands at Grist Mill Subdivision | 29.9633 | -97.8179 | Non-Lead - Plastic | No | After 2014 |  | Non-Lead - Plastic | After 2014 |  | Non-Lead | No | No |  | Single Family Residence | No | No | No | Tier 5
15675244 | 134 | Wilhem Way | Uhland | 78640 | Highlands at Grist Mill Subdivision | 29.9634 | -97.8179 | Non-Lead - Plastic | No | After 2014 |  | Non-Lead - Plastic | After 2014 |  | Non-Lead | No | No |  | Single Family Residence | No | No | No | Tier 5
15642036 | 142 | Wilhem Way | Uhland | 78640 | Highlands at Grist Mill Subdivision | 29.9634 | -97.8177 | Non-Lead - Plastic | No | After 2014 |  | Non-Lead - Plastic | After 2014 |  | Non-Lead | No | No |  | Single Family Residence | No | No | No | Tier 5
15671291 | 150 | Wilhem Way | Uhland | 78640 | Highlands at Grist Mill Subdivision | 29.9635 | -97.8176 | Non-Lead - Plastic | No | After 2014 |  | Non-Lead - Plastic | After 2014 |  | Non-Lead | No | No |  | Single Family Residence | No | No | No | Tier 5
12715752 | 130 | Conchas Street | Uhland | 78640 | Las Estancias | 29.9849 | -97.755 | Non-Lead - Plastic | No | After 2014 |  | Non-Lead - Plastic | After 2014 |  | Non-Lead | No | No |  | Single Family Residence | No | No | No | Tier 5
12583450 | 284 | Conchas Street | Niederwald | 78640 | Las Estancias | 29.9846 | -97.7576 | Non-Lead - Plastic | No | After 2014 |  | Non-Lead - Plastic | After 2014 |  | Non-Lead | No | No |  | Single Family Residence | No | No | No | Tier 5
15998549 | 159 | Conchas Street | Uhland | 78640 | Las Estancias | 29.9844 | -97.7554 | Non-Lead - Plastic | No | After 2014 |  | Non-Lead - Plastic | After 2014 |  | Non-Lead | No | No |  | Single Family Residence | No | No | No | Tier 5
15505528 | 160 | Conchas Street | Uhland | 78640 | Las Estancias | 29.9848 | -97.7555 | Non-Lead - Plastic | No | After 2014 |  | Non-Lead - Plastic | After 2014 |  | Non-Lead | No | No |  | Single Family Residence | No | No | No | Tier 5
12567000 | 335 | Arrowhead Cove | Niederwald | 78640 | Las Estancias | 29.9848 | -97.7576 | Non-Lead - Plastic | No | After 2014 |  | Non-Lead - Plastic | After 2014 |  | Non-Lead | No | No |  | Single Family Residence | No | No | No | Tier 5
12816720 | 285 | Arrowhead Cove | Niederwald | 78640 | Las Estancias | 29.9853 | -97.7578 | Non-Lead - Plastic | No | After 2014 |  | Non-Lead - Plastic | After 2014 |  | Non-Lead | No | No |  | Single Family Residence | No | No | No | Tier 5
12714275 | 265 | Arrowhead Cove | Niederwald | 78640 | Las Estancias | 29.9856 | -97.7578 | Non-Lead - Plastic | No | After 2014 |  | Non-Lead - Plastic | After 2014 |  | Non-Lead | No | No |  | Single Family Residence | No | No | No | Tier 5
15544386 | 245 | Arrowhead Cove | Niederwald | 78640 | Las Estancias | 29.9858 | -97.7579 | Non-Lead - Plastic | No | After 2014 |  | Non-Lead - Plastic | After 2014 |  | Non-Lead | No | No |  | Single Family Residence | No | No | No | Tier 5
1660891 | 225 | Arrowhead Cove | Niederwald | 78640 | Las Estancias/ 12713010 | 29.9862 | -97.7579 | Non-Lead - Plastic | No | After 2014 |  | Non-Lead - Plastic | After 2014 |  | Non-Lead | No | No |  | Single Family Residence | No | No | No | Tier 5
09307663 | 205 | Arrowhead Cove | Niederwald | 78640 | Las Estancias | 29.9866 | -97.758 | Non-Lead - Plastic | No | After 2014 |  | Non-Lead - Plastic | After 2014 |  | Non-Lead | No | No |  | Single Family Residence | No | No | No | Tier 5
12831951 | 200 | Arrowhead Cove | Niederwald | 78640 | Las Estancias | 29.9866 | -97.758 | Non-Lead - Plastic | No | After 2014 |  | Non-Lead - Plastic | After 2014 |  | Non-Lead | No | No |  | Single Family Residence | No | No | No | Tier 5
3967614 | 210 | Arrowhead Cove | Niederwald | 78640 | Las Estancias/ 12644907 | 29.9862 | -97.7587 | Non-Lead - Plastic | No | After 2014 |  | Non-Lead - Plastic | After 2014 |  | Non-Lead | No | No |  | Single Family Residence | No | No | No | Tier 5
12801240 | 258 | Arrowhead Cove | Niederwald | 78640 | Las Estancias | 29.9855 | -97.7585 | Non-Lead - Plastic | No | After 2014 |  | Non-Lead - Plastic | After 2014 |  | Non-Lead | No | No |  | Single Family Residence | No | No | No | Tier 5
12861574 | 286 | Arrowhead Cove | Niederwald | 78640 | Las Estancias | 29.9852 | -97.7584 | Non-Lead - Plastic | No | After 2014 |  | Non-Lead - Plastic | After 2014 |  | Non-Lead | No | No |  | Single Family Residence | No | No | No | Tier 5
12710995 | 330 | Arrowhead Cove | Niederwald | 78640 | Las Estancias | 29.9846 | -97.7582 | Non-Lead - Plastic | No | After 2014 |  | Non-Lead - Plastic | After 2014 |  | Non-Lead | No | No |  | Single Family Residence | No | No | No | Tier 5
12964095 | 445 | Arrowhead Cove | Niederwald | 78640 | Las Estancias | 29.9833 | -97.7575 | Non-Lead - Plastic | No | After 2014 |  | Non-Lead - Plastic | After 2014 |  | Non-Lead | No | No |  | Single Family Residence | No | No | No | Tier 5
12676151 | 475 | Arrowhead Cove | Niederwald | 78640 | Las Estancias | 29.9827 | -97.7572 | Non-Lead - Plastic | No | After 2014 |  | Non-Lead - Plastic | After 2014 |  | Non-Lead | No | No |  | Single Family Residence | No | No | No | Tier 5
15752375 | A-60 | Arrowhead Cove | Niederwald | 78640 | Las Estancias | 29.9825 | -97.7572 | Non-Lead - Plastic | No | After 2014 |  | Non-Lead - Plastic | After 2014 |  | Non-Lead | No | No |  | Single Family Residence | No | No | No | Tier 5
12762696 | 517 | Arrowhead Cove | Niederwald | 78640 | Las Estancias | 29.9822 | -97.7572 | Non-Lead - Plastic | No | After 2014 |  | Non-Lead - Plastic | After 2014 |  | Non-Lead | No | No |  | Single Family Residence | No | No | No | Tier 5
15506248 | 565 | Arrowhead Cove | Uhland | 78640 | Las Estancias | 29.9811 | -97.7566 | Non-Lead - Plastic | No | After 2014 |  | Non-Lead - Plastic | After 2014 |  | Non-Lead | No | No |  | Single Family Residence | No | No | No | Tier 5
1417058 | 599 | Arrowhead Cove | Uhland | 78640 | Las Estancias / 15873474 | 29.9799 | -97.7567 | Non-Lead - Plastic | No | After 2014 |  | Non-Lead - Plastic | After 2014 |  | Non-Lead | No | No |  | Single Family Residence | No | No | No | Tier 5
15507096 | 11190 | Camino Real | Uhland | 78640 | Las Estancias | 29.9619 | -97.7797 | Non-Lead - Plastic | No | After 2014 |  | Non-Lead - Plastic | After 2014 |  | Non-Lead | No | No |  | Building | No | No | No | Tier 5
15509140 | 460 | Arrowhead Cove | Uhland | 78640 | Las Estancias 2 Subdivision | 29.9828 | -97.7579 | Non-Lead - Plastic | No | After 2014 |  | Non-Lead - Plastic | After 2014 |  | Non-Lead | No | No |  | Single Family Residence | No | No | No | Tier 5
15519814 | 611 | Conchas Street | Uhland | 78640 | Las Estancias 2 Subdivision | 29.9825 | -97.7612 | Non-Lead - Plastic | No | After 2014 |  | Non-Lead - Plastic | After 2014 |  | Non-Lead | No | No |  | Single Family Residence | No | No | No | Tier 5
15532664 | 590 | Conchas Street | Uhland | 78640 | Las Estancias 2 Subdivision | 29.9832 | -97.7614 | Non-Lead - Plastic | No | After 2014 |  | Non-Lead - Plastic | After 2014 |  | Non-Lead | No | No |  | Single Family Residence | No | No | No | Tier 5
15534090 | 455 | Conchas Street | Uhland | 78640 | Las Estancias 2 Subdivision | 29.9836 | -97.7599 | Non-Lead - Plastic | No | After 2014 |  | Non-Lead - Plastic | After 2014 |  | Non-Lead | No | No |  | Single Family Residence | No | No | No | Tier 5
15521970 | 1135 | Rustlers Pass | Uhland | 78640 | Las Estancias 2 Subdivision | 29.9847 | -97.7598 | Non-Lead - Plastic | No | After 2014 |  | Non-Lead - Plastic | After 2014 |  | Non-Lead | No | No |  | Single Family Residence | No | No | No | Tier 5
15522012 | 1150 | Rustlers Pass | Uhland | 78640 | Las Estancias 2 Subdivision | 29.985 | -97.7592 | Non-Lead - Plastic | No | After 2014 |  | Non-Lead - Plastic | After 2014 |  | Non-Lead | No | No |  | Single Family Residence | No | No | No | Tier 5
15533306 | 979 | Rustlers Pass | Uhland | 78640 | Las Estancias 2 Subdivision | 29.9826 | -97.7593 | Non-Lead - Plastic | No | After 2014 |  | Non-Lead - Plastic | After 2014 |  | Non-Lead | No | No |  | Single Family Residence | No | No | No | Tier 5
15541001 | 889 | Rustler Pass | Uhland | 78640 | Las Estancias 2 Subdivision | 29.9816 | -97.7592 | Non-Lead - Plastic | No | After 2014 |  | Non-Lead - Plastic | After 2014 |  | Non-Lead | No | No |  | Single Family Residence | No | No | No | Tier 5
15524105 | 870 | Rustlers Pass | Uhland | 78640 | Las Estancias 2 Subdivision | 29.9813 | -97.7584 | Non-Lead - Plastic | No | After 2014 |  | Non-Lead - Plastic | After 2014 |  | Non-Lead | No | No |  | Single Family Residence | No | No | No | Tier 5
15521990 | 858 | Rustlers Pass | Uhland | 78640 | Las Estancias 2 Subdivision | 29.9811 | -97.7584 | Non-Lead - Plastic | No | After 2014 |  | Non-Lead - Plastic | After 2014 |  | Non-Lead | No | No |  | Single Family Residence | No | No | No | Tier 5
15522542 | 815 | Rustlers Pass | Uhland | 78640 | Las Estancias 2 Subdivision | 29.9801 | -97.7588 | Non-Lead - Plastic | No | After 2014 |  | Non-Lead - Plastic | After 2014 |  | Non-Lead | No | No |  | Single Family Residence | No | No | No | Tier 5
15526435 | 580 | Rustlers Pass | Uhland | 78640 | Las Estancias 2 Subdivision | 29.9778 | -97.7577 | Non-Lead - Plastic | No | After 2014 |  | Non-Lead - Plastic | After 2014 |  | Non-Lead | No | No |  | Single Family Residence | No | No | No | Tier 5
15523470 | 540 | Rustler Pass | Uhland | 78640 | Las Estancias 2 Subdivision | 29.9768 | -97.7583 | Non-Lead - Plastic | No | After 2014 |  | Non-Lead - Plastic | After 2014 |  | Non-Lead | No | No |  | Single Family Residence | No | No | No | Tier 5
15533507 | 390 | Rustlers Pass | Uhland | 78640 | Las Estancias 2 Subdivision | 29.978 | -97.7603 | Non-Lead - Plastic | No | After 2014 |  | Non-Lead - Plastic | After 2014 |  | Non-Lead | No | No |  | Single Family Residence | No | No | No | Tier 5
15521930 | 101 | Rustler Pass | Uhland | 78640 | Las Estancias 2 Subdivision | 29.9801 | -97.7617 | Non-Lead - Plastic | No | After 2014 |  | Non-Lead - Plastic | After 2014 |  | Non-Lead | No | No |  | Single Family Residence | No | No | No | Tier 5
15521968 | 160 | Rustler Pass | Uhland | 78640 | Las Estancias 2 Subdivision | 29.9798 | -97.7622 | Non-Lead - Plastic | No | After 2014 |  | Non-Lead - Plastic | After 2014 |  | Non-Lead | No | No |  | Single Family Residence | No | No | No | Tier 5
6342644 | 120 | Rustlers Pass | Uhland | 78640 | Las Estancias 2 Subdivision/ 15521943 | 30.497 | -97.9664 | Non-Lead - Plastic | No | After 2014 |  | Non-Lead - Plastic | After 2014 |  | Non-Lead | No | No |  | Single Family Residence | No | No | No | Tier 5
15522808 | 160 | Vaquero Lane | Uhland | 78640 | Las Estancias 2 Subdivision | 29.979 | -97.7594 | Non-Lead - Plastic | No | After 2014 |  | Non-Lead - Plastic | After 2014 |  | Non-Lead | No | No |  | Single Family Residence | No | No | No | Tier 5
15539965 | 230 | Vaquero Lane | Uhland | 78640 | Las Estancias 2 Subdivision | 29.98 | -97.7597 | Non-Lead - Plastic | No | After 2014 |  | Non-Lead - Plastic | After 2014 |  | Non-Lead | No | No |  | Single Family Residence | No | No | No | Tier 5
15554394 | 290 | Vaquero Lane | Uhland | 78640 | Las Estancias 2 Subdivision | 29.9807 | -97.7597 | Non-Lead - Plastic | No | After 2014 |  | Non-Lead - Plastic | After 2014 |  | Non-Lead | No | No |  | Single Family Residence | No | No | No | Tier 5
15913993 | 380 | Vaquero Lane | Uhland | 78640 | Las Estancias 2 Subdivision | 29.9816 | -97.76 | Non-Lead - Plastic | No | After 2014 |  | Non-Lead - Plastic | After 2014 |  | Non-Lead | No | No |  | Single Family Residence | No | No | No | Tier 5
15526364 | 215 | Ganado Drive | Uhland | 78640 | Las Estancias 2 Subdivision | 29.9812 | -97.7617 | Non-Lead - Plastic | No | After 2014 |  | Non-Lead - Plastic | After 2014 |  | Non-Lead | No | No |  | Single Family Residence | No | No | No | Tier 5
15519379 | 235 | Ganado Drive | Uhland | 78640 | Las Estancias 2 Subdivision | 29.981 | -97.7614 | Non-Lead - Plastic | No | After 2014 |  | Non-Lead - Plastic | After 2014 |  | Non-Lead | No | No |  | Single Family Residence | No | No | No | Tier 5
15916293 | 301 | Ganado Drive | Uhland | 78640 | Las Estancias 2 Subdivision | 29.9807 | -97.7605 | Non-Lead - Plastic | No | After 2014 |  | Non-Lead - Plastic | After 2014 |  | Non-Lead | No | No |  | Single Family Residence | No | No | No | Tier 5
15524169 | 260 | Ganado Drive | Uhland | 78640 | Las Estancias 2 Subdivision | 29.9804 | -97.7614 | Non-Lead - Plastic | No | After 2014 |  | Non-Lead - Plastic | After 2014 |  | Non-Lead | No | No |  | Single Family Residence | No | No | No | Tier 5
15522871 | 470 | Ganado Drive | Uhland | 78640 | Las Estancias 2 Subdivision | 29.9805 | -97.7582 | Non-Lead - Plastic | No | After 2014 |  | Non-Lead - Plastic | After 2014 |  | Non-Lead | No | No |  | Single Family Residence | No | No | No | Tier 5
09748486 | 301 | Arrowhead Cove | Uhland | 78640 | Las Estancias 2 Subdivision | 29.985 | -97.7577 | Non-Lead - Plastic | No | After 2014 |  | Non-Lead - Plastic | After 2014 |  | Non-Lead | No | No |  | Single Family Residence | No | No | No | Tier 5
1445750 | 204 | Arrowhead Cove D-7 | Uhland | 78640 | Las Estancias 2 Subdivision/ 3963237 | 29.9866 | -97.7586 | Non-Lead - Plastic | No | After 2014 |  | Non-Lead - Plastic | After 2014 |  | Non-Lead | No | No |  | Single Family Residence | No | No | No | Tier 5
15973333 | 330 | Conchas St | Niederwald | 78640 | Las Estancias 2 Subdivision | 29.9843 | -97.7583 | Non-Lead - Plastic | No | After 2014 |  | Non-Lead - Plastic | After 2014 |  | Non-Lead | No | No |  | Single Family Residence | No | No | No | Tier 5
15651527 | 370 | Arrowhead Cove | Uhland | 78640 | Las Estancias 2 Subdivision | 29.984 | -97.7582 | Non-Lead - Plastic | No | After 2014 |  | Non-Lead - Plastic | After 2014 |  | Non-Lead | No | No |  | Single Family Residence | No | No | No | Tier 5
15535903 | 380 | Arrowhead Cove | Uhland | 78640 | Las Estancias 2 Subdivision | 29.9839 | -97.758 | Non-Lead - Plastic | No | After 2014 |  | Non-Lead - Plastic | After 2014 |  | Non-Lead | No | No |  | Single Family Residence | No | No | No | Tier 5
09663244 | 390 | Arrowhead Cove | Uhland | 78640 | Las Estancias 2 Subdivision | 29.9836 | -97.7581 | Non-Lead - Plastic | No | After 2014 |  | Non-Lead - Plastic | After 2014 |  | Non-Lead | No | No |  | Single Family Residence | No | No | No | Tier 5
09622194 | 500 | Arrowhead Cove | Uhland | 78640 | Las Estancias 2 Subdivision | 29.9824 | -97.7579 | Non-Lead - Plastic | No | After 2014 |  | Non-Lead - Plastic | After 2014 |  | Non-Lead | No | No |  | Single Family Residence | No | No | No | Tier 5
15501490 | 555 | Arrowhead Cove | Uhland | 78640 | Las Estancias 2 Subdivision | 29.9815 | -97.757 | Non-Lead - Plastic | No | After 2014 |  | Non-Lead - Plastic | After 2014 |  | Non-Lead | No | No |  | Single Family Residence | No | No | No | Tier 5
15973834 | 510 | Arrowhead Cove | Uhland | 78640 | Las Estancias 2 Subdivision | 29.9822 | -97.7578 | Non-Lead - Plastic | No | After 2014 |  | Non-Lead - Plastic | After 2014 |  | Non-Lead | No | No |  | Single Family Residence | No | No | No | Tier 5
09785935 | 530 | Arrowhead Cove | Uhland | 78640 | Las Estancias 2 Subdivision | 29.9818 | -97.7577 | Non-Lead - Plastic | No | After 2014 |  | Non-Lead - Plastic | After 2014 |  | Non-Lead | No | No |  | Single Family Residence | No | No | No | Tier 5
3972768 | 597 | Arrowhead Cove | Uhland | 78640 | Las Estancias 2 Subdivision | 29.9802 | -97.7568 | Non-Lead - Plastic | No | After 2014 |  | Non-Lead - Plastic | After 2014 |  | Non-Lead | No | No |  | Single Family Residence | No | No | No | Tier 5
09747326 | 550 | Arrowhead Cove | Uhland | 78640 | Las Estancias 2 Subdivision | 29.9815 | -97.7576 | Non-Lead - Plastic | No | After 2014 |  | Non-Lead - Plastic | After 2014 |  | Non-Lead | No | No |  | Single Family Residence | No | No | No | Tier 5
09745939 | 560 | Arrowhead Cove | Uhland | 78640 | Las Estancias 2 Subdivision | 29.9813 | -97.7575 | Non-Lead - Plastic | No | After 2014 |  | Non-Lead - Plastic | After 2014 |  | Non-Lead | No | No |  | Single Family Residence | No | No | No | Tier 5
09746953 | 570 | Arrowhead Cove | Uhland | 78640 | Las Estancias 2 Subdivision | 29.9811 | -97.7575 | Non-Lead - Plastic | No | After 2014 |  | Non-Lead - Plastic | After 2014 |  | Non-Lead | No | No |  | Single Family Residence | No | No | No | Tier 5
15657791 | 745 | Conchas Street | Uhland | 78640 | Las Estancias 2 Subdivision | 29.9813 | -97.7622 | Non-Lead - Plastic | No | After 2014 |  | Non-Lead - Plastic | After 2014 |  | Non-Lead | No | No |  | Single Family Residence | No | No | No | Tier 5
15640296 | 750 | Conchas Street | Uhland | 78640 | Las Estancias 2 Subdivision | 29.9577 | -97.7861 | Non-Lead - Plastic | No | After 2014 |  | Non-Lead - Plastic | After 2014 |  | Non-Lead | No | No |  | Single Family Residence | No | No | No | Tier 5
1426179 | A-2 | Conchas Street | Uhland | 78640 | Las Estancias 2 Subdivision/ NO-3 | 30.0483 | -98.1443 | Non-Lead - Plastic | No | After 2014 |  | Non-Lead - Plastic | After 2014 |  | Non-Lead | No | No |  | Single Family Residence | No | No | No | Tier 5
15686904 | 728 | Conchas Street | Uhland | 78640 | Las Estancias 2 Subdivision | 29.9577 | -97.7861 | Non-Lead - Plastic | No | After 2014 |  | Non-Lead - Plastic | After 2014 |  | Non-Lead | No | No |  | Single Family Residence | No | No | No | Tier 5
15532175 | 700 | Conchas Street | Uhland | 78640 | Las Estancias 2 Subdivision | 30.4886 | -97.6665 | Non-Lead - Plastic | No | After 2014 |  | Non-Lead - Plastic | After 2014 |  | Non-Lead | No | No |  | Single Family Residence | No | No | No | Tier 5
09748057 | 669 | Conchas Street | Uhland | 78640 | Las Estancias 2 Subdivision | 30.6883 | -97.6816 | Non-Lead - Plastic | No | After 2014 |  | Non-Lead - Plastic | After 2014 |  | Non-Lead | No | No |  | Single Family Residence | No | No | No | Tier 5
15635898 | 655 | Conchas Street | Uhland | 78640 | Las Estancias 2 Subdivision | 29.9577 | -97.7861 | Non-Lead - Plastic | No | After 2014 |  | Non-Lead - Plastic | After 2014 |  | Non-Lead | No | No |  | Single Family Residence | No | No | No | Tier 5
09635739 | 660 | Conchas Street | Uhland | 78640 | Las Estancias 2 Subdivision | 30.7275 | -97.7297 | Non-Lead - Plastic | No | After 2014 |  | Non-Lead - Plastic | After 2014 |  | Non-Lead | No | No |  | Single Family Residence | No | No | No | Tier 5
09747196 | 600 | Conchas Street | Uhland | 78640 | Las Estancias 2 Subdivision | 30.5388 | -97.846 | Non-Lead - Plastic | No | After 2014 |  | Non-Lead - Plastic | After 2014 |  | Non-Lead | No | No |  | Single Family Residence | No | No | No | Tier 5
15658944 | 581 | Conchas Street | Uhland | 78640 | Las Estancias 2 Subdivision | 29.8808 | -97.9494 | Non-Lead - Plastic | No | After 2014 |  | Non-Lead - Plastic | After 2014 |  | Non-Lead | No | No |  | Single Family Residence | No | No | No | Tier 5
3889957 | 535 | Conchas Street | Uhland | 78640 | Las Estancias 2 Subdivision | 29.983 | -97.7608 | Non-Lead - Plastic | No | After 2014 |  | Non-Lead - Plastic | After 2014 |  | Non-Lead | No | No |  | Single Family Residence | No | No | No | Tier 5
15651415 | 523 | Conchas Street | Uhland | 78640 | Las Estancias 2 Subdivision | 29.9832 | -97.7607 | Non-Lead - Plastic | No | After 2014 |  | Non-Lead - Plastic | After 2014 |  | Non-Lead | No | No |  | Single Family Residence | No | No | No | Tier 5
15951766 | 507 | Conchas Street | Uhland | 78640 | Las Estancias 2 Subdivision | 29.9834 | -97.7605 | Non-Lead - Plastic | No | After 2014 |  | Non-Lead - Plastic | After 2014 |  | Non-Lead | No | No |  | Single Family Residence | No | No | No | Tier 5
09644225 | 512 | Conchas Street | Uhland | 78640 | Las Estancias 2 Subdivision | 29.9838 | -97.7609 | Non-Lead - Plastic | No | After 2014 |  | Non-Lead - Plastic | After 2014 |  | Non-Lead | No | No |  | Single Family Residence | No | No | No | Tier 5
15673898 | 491 | Conchas Street | Uhland | 78640 | Las Estancias 2 Subdivision | 29.9835 | -97.7604 | Non-Lead - Plastic | No | After 2014 |  | Non-Lead - Plastic | After 2014 |  | Non-Lead | No | No |  | Single Family Residence | No | No | No | Tier 5
3872255 | 475 | Conchas Street | Uhland | 78640 | Las Estancias 2 Subdivision | 29.9835 | -97.7601 | Non-Lead - Plastic | No | After 2014 |  | Non-Lead - Plastic | After 2014 |  | Non-Lead | No | No |  | Single Family Residence | No | No | No | Tier 5
15657732 | 425 | Conchas Street | Uhland | 78640 | Las Estancias 2 Subdivision | 29.9836 | -97.7597 | Non-Lead - Plastic | No | After 2014 |  | Non-Lead - Plastic | After 2014 |  | Non-Lead | No | No |  | Single Family Residence | No | No | No | Tier 5
3981570 | 401 | Conchas Street | Uhland | 78640 | Las Estancias 2 Subdivision | 29.9837 | -97.7595 | Non-Lead - Plastic | No | After 2014 |  | Non-Lead - Plastic | After 2014 |  | Non-Lead | No | No |  | Single Family Residence | No | No | No | Tier 5
15872782 | 1105 | Rustlers Pass | Uhland | 78640 | Las Estancias 2 Subdivision | 29.9841 | -97.7597 | Non-Lead - Plastic | No | After 2014 |  | Non-Lead - Plastic | After 2014 |  | Non-Lead | No | No |  | Single Family Residence | No | No | No | Tier 5
15673766 | 1125 | Rustler Pass | Uhland | 78640 | Las Estancias 2 Subdivision | 29.9845 | -97.7597 | Non-Lead - Plastic | No | After 2014 |  | Non-Lead - Plastic | After 2014 |  | Non-Lead | No | No |  | Single Family Residence | No | No | No | Tier 5
15533768 | 1145 | Rustlers Pass | Uhland | 78640 | Las Estancias 2 Subdivision | 29.9848 | -97.76 | Non-Lead - Plastic | No | After 2014 |  | Non-Lead - Plastic | After 2014 |  | Non-Lead | No | No |  | Single Family Residence | No | No | No | Tier 5
3972731 | 1199 | Rustlers Pass | Uhland | 78640 | Las Estancias 2 Subdivision | 29.9853 | -97.7597 | Non-Lead - Plastic | No | After 2014 |  | Non-Lead - Plastic | After 2014 |  | Non-Lead | No | No |  | Single Family Residence | No | No | No | Tier 5
15675789 | 1200 | Rustlers Pass | Uhland | 78640 | Las Estancias 2 Subdivision | 29.9857 | -97.7592 | Non-Lead - Plastic | No | After 2014 |  | Non-Lead - Plastic | After 2014 |  | Non-Lead | No | No |  | Single Family Residence | No | No | No | Tier 5
3985094 | 1180 | Rustlers Pass | Uhland | 78640 | Las Estancias 2 Subdivision | 29.9852 | -97.759 | Non-Lead - Plastic | No | After 2014 |  | Non-Lead - Plastic | After 2014 |  | Non-Lead | No | No |  | Single Family Residence | No | No | No | Tier 5
3889214 | 1130 | Rustlers Pass | Uhland | 78640 | Las Estancias 2 Subdivision | 29.9846 | -97.7591 | Non-Lead - Plastic | No | After 2014 |  | Non-Lead - Plastic | After 2014 |  | Non-Lead | No | No |  | Single Family Residence | No | No | No | Tier 5
15506880 | 380 | Conchas Street | Uhland | 78640 | Las Estancias 2 Subdivision | 29.9842 | -97.759 | Non-Lead - Plastic | No | After 2014 |  | Non-Lead - Plastic | After 2014 |  | Non-Lead | No | No |  | Single Family Residence | No | No | No | Tier 5
15652135 | 1100 | Rustlers Pass | Uhland | 78640 | Las Estancias 2 Subdivision | 29.9838 | -97.7589 | Non-Lead - Plastic | No | After 2014 |  | Non-Lead - Plastic | After 2014 |  | Non-Lead | No | No |  | Single Family Residence | No | No | No | Tier 5
09680200 | 1060 | Rustlers Pass | Uhland | 78640 | Las Estancias 2 Subdivision | 29.9835 | -97.7589 | Non-Lead - Plastic | No | After 2014 |  | Non-Lead - Plastic | After 2014 |  | Non-Lead | No | No |  | Single Family Residence | No | No | No | Tier 5
09760133 | 1030 | Rustlers Pass | Uhland | 78640 | Las Estancias 2 Subdivision | 29.9833 | -97.7588 | Non-Lead - Plastic | No | After 2014 |  | Non-Lead - Plastic | After 2014 |  | Non-Lead | No | No |  | Single Family Residence | No | No | No | Tier 5
9746839 | 1015 | Rustlers Pass | Uhland | 78640 | Las Estancias 2 Subdivision | 29.9832 | -97.7595 | Non-Lead - Plastic | No | After 2014 |  | Non-Lead - Plastic | After 2014 |  | Non-Lead | No | No |  | Single Family Residence | No | No | No | Tier 5
09625515 | 1000 | Rustlers Pass | Uhland | 78640 | Las Estancias 2 Subdivision | 29.9829 | -97.7588 | Non-Lead - Plastic | No | After 2014 |  | Non-Lead - Plastic | After 2014 |  | Non-Lead | No | No |  | Single Family Residence | No | No | No | Tier 5
15956722 | 991 | Rustlers Pass | Uhland | 78640 | Las Estancias 2 Subdivision | 29.9828 | -97.7595 | Non-Lead - Plastic | No | After 2014 |  | Non-Lead - Plastic | After 2014 |  | Non-Lead | No | No |  | Single Family Residence | No | No | No | Tier 5
09750362 | 960 | Rustlers Pass | Uhland | 78640 | Las Estancias 2 Subdivision | 29.9825 | -97.7587 | Non-Lead - Plastic | No | After 2014 |  | Non-Lead - Plastic | After 2014 |  | Non-Lead | No | No |  | Single Family Residence | No | No | No | Tier 5
09747180 | 930 | Rustlers Pass | Uhland | 78640 | Las Estancias 2 Subdivision | 29.9823 | -97.7585 | Non-Lead - Plastic | No | After 2014 |  | Non-Lead - Plastic | After 2014 |  | Non-Lead | No | No |  | Single Family Residence | No | No | No | Tier 5
15528811 | 925 | Rustlers Pass | Uhland | 78640 | Las Estancias 2 Subdivision | 29.9822 | -97.7593 | Non-Lead - Plastic | No | After 2014 |  | Non-Lead - Plastic | After 2014 |  | Non-Lead | No | No |  | Single Family Residence | No | No | No | Tier 5
15973830 | 882 | Rustler Pass | Uhland | 78640 | Las Estancias 2 Subdivision | 29.9815 | -97.7585 | Non-Lead - Plastic | No | After 2014 |  | Non-Lead - Plastic | After 2014 |  | Non-Lead | No | No |  | Single Family Residence | No | No | No | Tier 5
15651342 | 875 | Rustlers Pass | Uhland | 78640 | Las Estancias 2 Subdivision | 29.9814 | -97.7591 | Non-Lead - Plastic | No | After 2014 |  | Non-Lead - Plastic | After 2014 |  | Non-Lead | No | No |  | Single Family Residence | No | No | No | Tier 5
9662787 | 846 | Rustlers Pass | Uhland | 78640 | Las Estancias 2 Subdivision | 29.9809 | -97.7584 | Non-Lead - Plastic | No | After 2014 |  | Non-Lead - Plastic | After 2014 |  | Non-Lead | No | No |  | Single Family Residence | No | No | No | Tier 5
15657356 | 841 | Rustler Pass | Uhland | 78640 | Las Estancias 2 Subdivision | 29.9808 | -97.759 | Non-Lead - Plastic | No | After 2014 |  | Non-Lead - Plastic | After 2014 |  | Non-Lead | No | No |  | Single Family Residence | No | No | No | Tier 5
15656524 | 835 | Rustlers Pass | Uhland | 78640 | Las Estancias 2 Subdivision | 29.9805 | -97.759 | Non-Lead - Plastic | No | After 2014 |  | Non-Lead - Plastic | After 2014 |  | Non-Lead | No | No |  | Single Family Residence | No | No | No | Tier 5
15952536 | 723 | Rustlers Pass | Uhland | 78640 | Las Estancias 2 Subdivision | 29.9794 | -97.7587 | Non-Lead - Plastic | No | After 2014 |  | Non-Lead - Plastic | After 2014 |  | Non-Lead | No | No |  | Single Family Residence | No | No | No | Tier 5
15973611 | 701 | Rustlers Pass | Uhland | 78640 | Las Estancias 2 Subdivision | 29.9792 | -97.7587 | Non-Lead - Plastic | No | After 2014 |  | Non-Lead - Plastic | After 2014 |  | Non-Lead | No | No |  | Single Family Residence | No | No | No | Tier 5
15956495 | 681 | Rustler Pass | Uhland | 78640 | Las Estancias 2 Subdivision | 29.979 | -97.7585 | Non-Lead - Plastic | No | After 2014 |  | Non-Lead - Plastic | After 2014 |  | Non-Lead | No | No |  | Single Family Residence | No | No | No | Tier 5
15657490 | 700 | Rustlers Pass | Uhland | 78640 | Las Estancias 2 Subdivision | 29.9791 | -97.758 | Non-Lead - Plastic | No | After 2014 |  | Non-Lead - Plastic | After 2014 |  | Non-Lead | No | No |  | Single Family Residence | No | No | No | Tier 5
15509343 | 661 | Rustlers Pass | Uhland | 78640 | Las Estancias 2 Subdivision | 29.9788 | -97.7586 | Non-Lead - Plastic | No | After 2014 |  | Non-Lead - Plastic | After 2014 |  | Non-Lead | No | No |  | Single Family Residence | No | No | No | Tier 5
09746456 | 680 | Rustlers Pass | Uhland | 78640 | Las Estancias 2 Subdivision | 29.9789 | -97.758 | Non-Lead - Plastic | No | After 2014 |  | Non-Lead - Plastic | After 2014 |  | Non-Lead | No | No |  | Single Family Residence | No | No | No | Tier 5
3889095 | 660 | Rustlers Pass | Uhland | 78640 | Las Estancias 2 Subdivision | 29.9787 | -97.7579 | Non-Lead - Plastic | No | After 2014 |  | Non-Lead - Plastic | After 2014 |  | Non-Lead | No | No |  | Single Family Residence | No | No | No | Tier 5
09634327 | 645 | Rustlers Pass | Uhland | 78640 | Las Estancias 2 Subdivision | 29.9784 | -97.7584 | Non-Lead - Plastic | No | After 2014 |  | Non-Lead - Plastic | After 2014 |  | Non-Lead | No | No |  | Single Family Residence | No | No | No | Tier 5
15532108 | 650 | Rustlers Pass | Uhland | 78640 | Las Estancias 2 Subdivision | 29.9786 | -97.7579 | Non-Lead - Plastic | No | After 2014 |  | Non-Lead - Plastic | After 2014 |  | Non-Lead | No | No |  | Single Family Residence | No | No | No | Tier 5
15973176 | 635 | Rustlers Pass | Uhland | 78640 | Las Estancias 2 Subdivision | 29.9783 | -97.7584 | Non-Lead - Plastic | No | After 2014 |  | Non-Lead - Plastic | After 2014 |  | Non-Lead | No | No |  | Single Family Residence | No | No | No | Tier 5
15997536 | 640 | Rustler Pass | Uhland | 78640 | Las Estancias 2 Subdivision | 29.9784 | -97.7579 | Non-Lead - Plastic | No | After 2014 |  | Non-Lead - Plastic | After 2014 |  | Non-Lead | No | No |  | Single Family Residence | No | No | No | Tier 5
15661345 | 591 | Rustler Pass | Uhland | 78640 | Las Estancias 2 Subdivision | 29.978 | -97.7584 | Non-Lead - Plastic | No | After 2014 |  | Non-Lead - Plastic | After 2014 |  | Non-Lead | No | No |  | Single Family Residence | No | No | No | Tier 5
15952711 | 620 | Rustlers Pass | Uhland | 78640 | Las Estancias 2 Subdivision | 29.9782 | -97.7576 | Non-Lead - Plastic | No | After 2014 |  | Non-Lead - Plastic | After 2014 |  | Non-Lead | No | No |  | Single Family Residence | No | No | No | Tier 5
15853644 | 600 | Rustler Pass | Uhland | 78640 | Las Estancias 2 Subdivision | 29.978 | -97.7577 | Non-Lead - Plastic | No | After 2014 |  | Non-Lead - Plastic | After 2014 |  | Non-Lead | No | No |  | Single Family Residence | No | No | No | Tier 5
15675519 | 560 | Rustlers Pass | Uhland | 78640 | Las Estancias 2 Subdivision | 29.9774 | -97.7576 | Non-Lead - Plastic | No | After 2014 |  | Non-Lead - Plastic | After 2014 |  | Non-Lead | No | No |  | Single Family Residence | No | No | No | Tier 5
15506297 | 545 | Rustler Pass | Uhland | 78640 | Las Estancias 2 Subdivision | 29.9776 | -97.7581 | Non-Lead - Plastic | No | After 2014 |  | Non-Lead - Plastic | After 2014 |  | Non-Lead | No | No |  | Single Family Residence | No | No | No | Tier 5
15504823 | 525 | Rustlers Pass | Uhland | 78640 | Las Estancias 2 Subdivision | 29.9774 | -97.7584 | Non-Lead - Plastic | No | After 2014 |  | Non-Lead - Plastic | After 2014 |  | Non-Lead | No | No |  | Single Family Residence | No | No | No | Tier 5
15673841 | 530 | Rustlers Pass | Uhland | 78640 | Las Estancias 2 Subdivision | 29.9768 | -97.7587 | Non-Lead - Plastic | No | After 2014 |  | Non-Lead - Plastic | After 2014 |  | Non-Lead | No | No |  | Single Family Residence | No | No | No | Tier 5
09755026 | 505 | Rustlers Pass | Uhland | 78640 | Las Estancias 2 Subdivision | 29.9775 | -97.7587 | Non-Lead - Plastic | No | After 2014 |  | Non-Lead - Plastic | After 2014 |  | Non-Lead | No | No |  | Single Family Residence | No | No | No | Tier 5
09747811 | 490 | Rustlers Pass | Uhland | 78640 | Las Estancias 2 Subdivision | 29.9771 | -97.7593 | Non-Lead - Plastic | No | After 2014 |  | Non-Lead - Plastic | After 2014 |  | Non-Lead | No | No |  | Single Family Residence | No | No | No | Tier 5
15652031 | 470 | Rustlers Pass | Uhland | 78640 | Las Estancias 2 Subdivision | 29.9772 | -97.7596 | Non-Lead - Plastic | No | After 2014 |  | Non-Lead - Plastic | After 2014 |  | Non-Lead | No | No |  | Single Family Residence | No | No | No | Tier 5
3964020 | 425 | Rustlers Pass | Uhland | 78640 | Las Estancias 2 Subdivision | 29.9779 | -97.7593 | Non-Lead - Plastic | No | After 2014 |  | Non-Lead - Plastic | After 2014 |  | Non-Lead | No | No |  | Single Family Residence | No | No | No | Tier 5
1445650 | 430 | Rustlers Pass | Uhland | 78640 | Las Estancias 2 Subdivision/ 3724991 | 29.9776 | -97.7599 | Non-Lead - Plastic | No | After 2014 |  | Non-Lead - Plastic | After 2014 |  | Non-Lead | No | No |  | Single Family Residence | No | No | No | Tier 5
9787249 | 410 | Rustlers Pass | Uhland | 78640 | Las Estancias 2 Subdivision | 29.9777 | -97.76 | Non-Lead - Plastic | No | After 2014 |  | Non-Lead - Plastic | After 2014 |  | Non-Lead | No | No |  | Single Family Residence | No | No | No | Tier 5
9753442 | 400 | Rustlers Pass | Uhland | 78640 | Las Estancias 2 Subdivision | 29.9778 | -97.7602 | Non-Lead - Plastic | No | After 2014 |  | Non-Lead - Plastic | After 2014 |  | Non-Lead | No | No |  | Single Family Residence | No | No | No | Tier 5
15672865 | 370 | Rustlers Pass | Uhland | 78640 | Las Estancias 2 Subdivision | 29.9781 | -97.7605 | Non-Lead - Plastic | No | After 2014 |  | Non-Lead - Plastic | After 2014 |  | Non-Lead | No | No |  | Single Family Residence | No | No | No | Tier 5
15973260 | 355 | Rustler Pass | Uhland | 78640 | Las Estancias 2 Subdivision | 29.9787 | -97.7601 | Non-Lead - Plastic | No | After 2014 |  | Non-Lead - Plastic | After 2014 |  | Non-Lead | No | No |  | Single Family Residence | No | No | No | Tier 5
09634827 | 360 | Rustlers Pass | Uhland | 78640 | Las Estancias 2 Subdivision | 29.9782 | -97.7607 | Non-Lead - Plastic | No | After 2014 |  | Non-Lead - Plastic | After 2014 |  | Non-Lead | No | No |  | Single Family Residence | No | No | No | Tier 5
15670743 | 345 | Rustlers Pass | Uhland | 78640 | Las Estancias 2 Subdivision | 29.9788 | -97.7603 | Non-Lead - Plastic | No | After 2014 |  | Non-Lead - Plastic | After 2014 |  | Non-Lead | No | No |  | Single Family Residence | No | No | No | Tier 5
15675338 | 348 | Rustler Pass | Uhland | 78640 | Las Estancias 2 Subdivision | 29.9784 | -97.7608 | Non-Lead - Plastic | No | After 2014 |  | Non-Lead - Plastic | After 2014 |  | Non-Lead | No | No |  | Single Family Residence | No | No | No | Tier 5
3770012 | 319 | Rustlers Pass | Uhland | 78640 | Las Estancias 2 Subdivision | 29.979 | -97.7604 | Non-Lead - Plastic | No | After 2014 |  | Non-Lead - Plastic | After 2014 |  | Non-Lead | No | No |  | Single Family Residence | No | No | No | Tier 5
3964373 | 324 | Rustlers Pass | Uhland | 78640 | Las Estancias 2 Subdivision | 29.9786 | -97.7609 | Non-Lead - Plastic | No | After 2014 |  | Non-Lead - Plastic | After 2014 |  | Non-Lead | No | No |  | Single Family Residence | No | No | No | Tier 5
3834894 | 290 | Rustlers Pass | Uhland | 78640 | Las Estancias 2 Subdivision | 29.9789 | -97.7612 | Non-Lead - Plastic | No | After 2014 |  | Non-Lead - Plastic | After 2014 |  | Non-Lead | No | No |  | Single Family Residence | No | No | No | Tier 5
15530540 | 180 | Rustler Pass | Uhland | 78640 | Las Estancias 2 Subdivision | 29.9795 | -97.7619 | Non-Lead - Plastic | No | After 2014 |  | Non-Lead - Plastic | After 2014 |  | Non-Lead | No | No |  | Single Family Residence | No | No | No | Tier 5
09761193 | 110 | Vaquero Lane | Uhland | 78640 | Las Estancias 2 Subdivision | 29.9782 | -97.7598 | Non-Lead - Plastic | No | After 2014 |  | Non-Lead - Plastic | After 2014 |  | Non-Lead | No | No |  | Single Family Residence | No | No | No | Tier 5
15658902 | 118 | Vaquero Lane | Uhland | 78640 | Las Estancias 2 Subdivision | 29.9783 | -97.7597 | Non-Lead - Plastic | No | After 2014 |  | Non-Lead - Plastic | After 2014 |  | Non-Lead | No | No |  | Single Family Residence | No | No | No | Tier 5
15661264 | 130 | Vaquero Lane | Uhland | 78640 | Las Estancias 2 Subdivision | 29.9786 | -97.7595 | Non-Lead - Plastic | No | After 2014 |  | Non-Lead - Plastic | After 2014 |  | Non-Lead | No | No |  | Single Family Residence | No | No | No | Tier 5
9755202 | 170 | Vaquero Lane | Uhland | 78640 | Las Estancias 2 Subdivision/ 15652162 | 29.9793 | -97.7595 | Non-Lead - Plastic | No | After 2014 |  | Non-Lead - Plastic | After 2014 |  | Non-Lead | No | No |  | Single Family Residence | No | No | No | Tier 5
3721892 | 188 | Vaquero Lane | Uhland | 78640 | Las Estancias 2 Subdivision | 29.9794 | -97.7595 | Non-Lead - Plastic | No | After 2014 |  | Non-Lead - Plastic | After 2014 |  | Non-Lead | No | No |  | Single Family Residence | No | No | No | Tier 5
3963109 | 200 | Vaquero Lane | Uhland | 78640 | Las Estancias 2 Subdivision | 29.9796 | -97.7596 | Non-Lead - Plastic | No | After 2014 |  | Non-Lead - Plastic | After 2014 |  | Non-Lead | No | No |  | Single Family Residence | No | No | No | Tier 5
09642730 | 212 | Vaquero Lane | Uhland | 78640 | Las Estancias 2 Subdivision | 29.9798 | -97.7597 | Non-Lead - Plastic | No | After 2014 |  | Non-Lead - Plastic | After 2014 |  | Non-Lead | No | No |  | Single Family Residence | No | No | No | Tier 5
3791338 | 205 | Vaquero Lane | Uhland | 78640 | Las Estancias 2 Subdivision | 29.9798 | -97.7603 | Non-Lead - Plastic | No | After 2014 |  | Non-Lead - Plastic | After 2014 |  | Non-Lead | No | No |  | Single Family Residence | No | No | No | Tier 5
15673882 | 221 | Vaquero Lane | Uhland | 78640 | Las Estancias 2 Subdivision | 29.9799 | -97.7603 | Non-Lead - Plastic | No | After 2014 |  | Non-Lead - Plastic | After 2014 |  | Non-Lead | No | No |  | Single Family Residence | No | No | No | Tier 5
09674206 | 380 | Ganado Dr | Uhland | 78640 | Las Estancias 2 Subdivision | 29.9804 | -97.7597 | Non-Lead - Plastic | No | After 2014 |  | Non-Lead - Plastic | After 2014 |  | Non-Lead | No | No |  | Single Family Residence | No | No | No | Tier 5
09762785 | 279 | Vaquero Lane | Uhland | 78640 | Las Estancias 2 Subdivision | 29.9803 | -97.7603 | Non-Lead - Plastic | No | After 2014 |  | Non-Lead - Plastic | After 2014 |  | Non-Lead | No | No |  | Single Family Residence | No | No | No | Tier 5
09760775 | 310 | Vaquero Lane | Uhland | 78640 | Las Estancias 2 Subdivision | 29.9809 | -97.7598 | Non-Lead - Plastic | No | After 2014 |  | Non-Lead - Plastic | After 2014 |  | Non-Lead | No | No |  | Single Family Residence | No | No | No | Tier 5
09641892 | 315 | Vaquero Lane | Uhland | 78640 | Las Estancias 2 Subdivision | 29.9809 | -97.7606 | Non-Lead - Plastic | No | After 2014 |  | Non-Lead - Plastic | After 2014 |  | Non-Lead | No | No |  | Single Family Residence | No | No | No | Tier 5
15671189 | 347 | Vaquero Lane | Uhland | 78640 | Las Estancias 2 Subdivision | 29.9814 | -97.7605 | Non-Lead - Plastic | No | After 2014 |  | Non-Lead - Plastic | After 2014 |  | Non-Lead | No | No |  | Single Family Residence | No | No | No | Tier 5
3801383 | 360 | Vaquero Lane | Uhland | 78640 | Las Estancias 2 Subdivision | 29.9815 | -97.76 | Non-Lead - Plastic | No | After 2014 |  | Non-Lead - Plastic | After 2014 |  | Non-Lead | No | No |  | Single Family Residence | No | No | No | Tier 5
15651733 | 375 | Vaquero Lane | Uhland | 78640 | Las Estancias 2 Subdivision | 29.9815 | -97.7606 | Non-Lead - Plastic | No | After 2014 |  | Non-Lead - Plastic | After 2014 |  | Non-Lead | No | No |  | Single Family Residence | No | No | No | Tier 5
15956945 | 399 | Vaquero Lane | Uhland | 78640 | Las Estancias 2 Subdivision | 29.9817 | -97.7608 | Non-Lead - Plastic | No | After 2014 |  | Non-Lead - Plastic | After 2014 |  | Non-Lead | No | No |  | Single Family Residence | No | No | No | Tier 5
3981225 | 400 | Vaquero Lane | Uhland | 78640 | Las Estancias 2 Subdivision | 29.9819 | -97.7599 | Non-Lead - Plastic | No | After 2014 |  | Non-Lead - Plastic | After 2014 |  | Non-Lead | No | No |  | Single Family Residence | No | No | No | Tier 5
15632767 | 420 | Vaquero Lane | Uhland | 78640 | Las Estancias 2 Subdivision | 29.9821 | -97.7599 | Non-Lead - Plastic | No | After 2014 |  | Non-Lead - Plastic | After 2014 |  | Non-Lead | No | No |  | Single Family Residence | No | No | No | Tier 5
09746380 | 450 | Vaquero Lane | Uhland | 78640 | Las Estancias 2 Subdivision | 29.9825 | -97.7602 | Non-Lead - Plastic | No | After 2014 |  | Non-Lead - Plastic | After 2014 |  | Non-Lead | No | No |  | Single Family Residence | No | No | No | Tier 5
3872140 | 445 | Vaquero Lane | Uhland | 78640 | Las Estancias 2 Subdivision | 29.9822 | -97.7607 | Non-Lead - Plastic | No | After 2014 |  | Non-Lead - Plastic | After 2014 |  | Non-Lead | No | No |  | Single Family Residence | No | No | No | Tier 5
3805405 | 100 | Ganado Drive | Uhland | 78640 | Las Estancias 2 Subdivision | 29.9813 | -97.7628 | Non-Lead - Plastic | No | After 2014 |  | Non-Lead - Plastic | After 2014 |  | Non-Lead | No | No |  | Single Family Residence | No | No | No | Tier 5
15632593 | 225 | Ganado Drive | Uhland | 78640 | Las Estancias 2 Subdivision | 29.9811 | -97.7615 | Non-Lead - Plastic | No | After 2014 |  | Non-Lead - Plastic | After 2014 |  | Non-Lead | No | No |  | Single Family Residence | No | No | No | Tier 5
1407935 | 290 | Ganado Drive | Uhland | 78640 | Las Estancias 2 Subdivision/ 15535805 | 29.9803 | -97.7609 | Non-Lead - Plastic | No | After 2014 |  | Non-Lead - Plastic | After 2014 |  | Non-Lead | No | No |  | Single Family Residence | No | No | No | Tier 5
15635920 | 500 | Ganado Drive | Uhland | 78640 | Las Estancias 2 Subdivision | 29.9806 | -97.7575 | Non-Lead - Plastic | No | After 2014 |  | Non-Lead - Plastic | After 2014 |  | Non-Lead | No | No |  | Single Family Residence | No | No | No | Tier 5
09761842 | 490 | Ganado Drive | Uhland | 78640 | Las Estancias 2 Subdivision | 29.9806 | -97.7578 | Non-Lead - Plastic | No | After 2014 |  | Non-Lead - Plastic | After 2014 |  | Non-Lead | No | No |  | Single Family Residence | No | No | No | Tier 5
3709114 | 480 | Ganado Drive | Uhland | 78640 | Las Estancias 2 Subdivision | 29.9806 | -97.758 | Non-Lead - Plastic | No | After 2014 |  | Non-Lead - Plastic | After 2014 |  | Non-Lead | No | No |  | Single Family Residence | No | No | No | Tier 5
15673397 | 115 | La Quinta Cove | Uhland | 78640 | Las Estancias 2 Subdivision | 29.9797 | -97.758 | Non-Lead - Plastic | No | After 2014 |  | Non-Lead - Plastic | After 2014 |  | Non-Lead | No | No |  | Single Family Residence | No | No | No | Tier 5
15675313 | 120 | La Quinta Cove | Uhland | 78640 | Las Estancias 2 Subdivision | 29.9794 | -97.758 | Non-Lead - Plastic | No | After 2014 |  | Non-Lead - Plastic | After 2014 |  | Non-Lead | No | No |  | Single Family Residence | No | No | No | Tier 5
09760949 | 165 | La Quinta Cove | Uhland | 78640 | Las Estancias 2 Subdivision | 29.98 | -97.7575 | Non-Lead - Plastic | No | After 2014 |  | Non-Lead - Plastic | After 2014 |  | Non-Lead | No | No |  | Single Family Residence | No | No | No | Tier 5
15537068 | 185 | La Quinta Cove | Uhland | 78640 | Las Estancias 2 Subdivision | 29.9797 | -97.7573 | Non-Lead - Plastic | No | After 2014 |  | Non-Lead - Plastic | After 2014 |  | Non-Lead | No | No |  | Single Family Residence | No | No | No | Tier 5
15687221 | 140 | La Quinta Cove | Uhland | 78640 | Las Estancias 2 Subdivision | 29.9792 | -97.7574 | Non-Lead - Plastic | No | After 2014 |  | Non-Lead - Plastic | After 2014 |  | Non-Lead | No | No |  | Single Family Residence | No | No | No | Tier 5
12643922 | 170 | El Rey Drive | Uhland | 78640 | Las Estancias Subdivision | 29.988 | -97.7566 | Non-Lead - Plastic | No | After 2014 |  | Non-Lead - Plastic | After 2014 |  | Non-Lead | No | No |  | Single Family Residence | No | No | No | Tier 5
12710642 | 191 | El Rey Drive | Uhland | 78640 | Las Estancias Subdivision | 29.9883 | -97.7557 | Non-Lead - Plastic | No | After 2014 |  | Non-Lead - Plastic | After 2014 |  | Non-Lead | No | No |  | Single Family Residence | No | No | No | Tier 5
834571 | El | Rey Drive B-7 | Uhland | 78640 | Las Estancias Subdivision/ inactive | 29.9886 | -97.7564 | Non-Lead - Plastic | No | After 2014 |  | Non-Lead - Plastic | After 2014 |  | Non-Lead | No | No |  | Other | No | No | No | Tier 5
00833866 | 247 | El Rey Drive | Uhland | 78640 | Las Estancias Subdivision | 29.9875 | -97.7549 | Non-Lead - Plastic | No | After 2014 |  | Non-Lead - Plastic | After 2014 |  | Non-Lead | No | No |  | Single Family Residence | No | No | No | Tier 5
09640803 | 235 | El Rey Drive | Uhland | 78640 | Las Estancias Subdivision | 29.9877 | -97.7551 | Non-Lead - Plastic | No | After 2014 |  | Non-Lead - Plastic | After 2014 |  | Non-Lead | No | No |  | Single Family Residence | No | No | No | Tier 5
12627301 | 217 | El Rey Drive | Uhland | 78640 | Las Estancias Subdivision | 29.988 | -97.7552 | Non-Lead - Plastic | No | After 2014 |  | Non-Lead - Plastic | After 2014 |  | Non-Lead | No | No |  | Single Family Residence | No | No | No | Tier 5
00711422 | 240 | El Rey Drive | Uhland | 78640 | Las Estancias Subdivision | 29.9872 | -97.7556 | Non-Lead - Plastic | No | After 2014 |  | Non-Lead - Plastic | After 2014 |  | Non-Lead | No | No |  | Single Family Residence | No | No | No | Tier 5
12711069 | 307 | El Rey Drive | Uhland | 78640 | Las Estancias Subdivision | 29.9869 | -97.7542 | Non-Lead - Plastic | No | After 2014 |  | Non-Lead - Plastic | After 2014 |  | Non-Lead | No | No |  | Single Family Residence | No | No | No | Tier 5
12565177 | 320 | El Rey Drive | Uhland | 78640 | Las Estancias Subdivision | 29.9865 | -97.7551 | Non-Lead - Plastic | No | After 2014 |  | Non-Lead - Plastic | After 2014 |  | Non-Lead | No | No |  | Single Family Residence | No | No | No | Tier 5
12954134 | 325 | El Rey Drive | Uhland | 78640 | Las Estancias Subdivision | 29.9866 | -97.7544 | Non-Lead - Plastic | No | After 2014 |  | Non-Lead - Plastic | After 2014 |  | Non-Lead | No | No |  | Single Family Residence | No | No | No | Tier 5
12641703 | 336 | El Rey Drive | Uhland | 78640 | Las Estancias Subdivision | 29.9862 | -97.7551 | Non-Lead - Plastic | No | After 2014 |  | Non-Lead - Plastic | After 2014 |  | Non-Lead | No | No |  | Single Family Residence | No | No | No | Tier 5
12643989 | 341 | El Rey Drive | Uhland | 78640 | Las Estancias Subdivision | 29.9863 | -97.7543 | Non-Lead - Plastic | No | After 2014 |  | Non-Lead - Plastic | After 2014 |  | Non-Lead | No | No |  | Single Family Residence | No | No | No | Tier 5
12662278 | 363 | El Rey Drive | Uhland | 78640 | Las Estancias Subdivision | 29.9861 | -97.754 | Non-Lead - Plastic | No | After 2014 |  | Non-Lead - Plastic | After 2014 |  | Non-Lead | No | No |  | Single Family Residence | No | No | No | Tier 5
12819942 | 378 | El Rey Drive | Uhland | 78640 | Las Estancias Subdivision | 29.9856 | -97.755 | Non-Lead - Plastic | No | After 2014 |  | Non-Lead - Plastic | After 2014 |  | Non-Lead | No | No |  | Single Family Residence | No | No | No | Tier 5
15895288 | 381 | El Rey Drive | Uhland | 78640 | Las Estancias Subdivision | 29.9857 | -97.7541 | Non-Lead - Plastic | No | After 2014 |  | Non-Lead - Plastic | After 2014 |  | Non-Lead | No | No |  | Single Family Residence | No | No | No | Tier 5
12577639 | 396 | El Rey Drive | Uhland | 78640 | Las Estancias Subdivision | 29.9854 | -97.7548 | Non-Lead - Plastic | No | After 2014 |  | Non-Lead - Plastic | After 2014 |  | Non-Lead | No | No |  | Single Family Residence | No | No | No | Tier 5
12656302 | 401 | El Rey Drive | Uhland | 78640 | Las Estancias Subdivision | 29.9855 | -97.754 | Non-Lead - Plastic | No | After 2014 |  | Non-Lead - Plastic | After 2014 |  | Non-Lead | No | No |  | Single Family Residence | No | No | No | Tier 5
12583476 | 441 | El Rey Drive | Uhland | 78640 | Las Estancias Subdivision | 29.985 | -97.7539 | Non-Lead - Plastic | No | After 2014 |  | Non-Lead - Plastic | After 2014 |  | Non-Lead | No | No |  | Single Family Residence | No | No | No | Tier 5
09645663 | 455 | El Rey Drive | Uhland | 78640 | Las Estancias Subdivision | 29.9844 | -97.7539 | Non-Lead - Plastic | No | After 2014 |  | Non-Lead - Plastic | After 2014 |  | Non-Lead | No | No |  | Single Family Residence | No | No | No | Tier 5
1421534 | 461 | El Rey Drive | Uhland | 78640 | Las Estancias Subdivision/ 15511218 | 29.9842 | -97.7538 | Non-Lead - Plastic | No | After 2014 |  | Non-Lead - Plastic | After 2014 |  | Non-Lead | No | No |  | Single Family Residence | No | No | No | Tier 5
12688417 | 473 | El Rey Drive | Uhland | 78640 | Las Estancias Subdivision | 29.9839 | -97.7537 | Non-Lead - Plastic | No | After 2014 |  | Non-Lead - Plastic | After 2014 |  | Non-Lead | No | No |  | Single Family Residence | No | No | No | Tier 5
09246731 | 468 | El Rey Drive | Uhland | 78640 | Las Estancias Subdivision | 29.9838 | -97.7546 | Non-Lead - Plastic | No | After 2014 |  | Non-Lead - Plastic | After 2014 |  | Non-Lead | No | No |  | Single Family Residence | No | No | No | Tier 5
9307641 | 479 | El Rey Drive | Uhland | 78640 | Las Estancias Subdivision | 29.9836 | -97.754 | Non-Lead - Plastic | No | After 2014 |  | Non-Lead - Plastic | After 2014 |  | Non-Lead | No | No |  | Single Family Residence | No | No | No | Tier 5
12755718 | 483 | El Rey Drive | Uhland | 78640 | Las Estancias Subdivision | 29.9835 | -97.7535 | Non-Lead - Plastic | No | After 2014 |  | Non-Lead - Plastic | After 2014 |  | Non-Lead | No | No |  | Single Family Residence | No | No | No | Tier 5
12661978 | 482 | El Rey Drive | Uhland | 78640 | Las Estancias Subdivision | 29.9832 | -97.7544 | Non-Lead - Plastic | No | After 2014 |  | Non-Lead - Plastic | After 2014 |  | Non-Lead | No | No |  | Single Family Residence | No | No | No | Tier 5
12744324 | 501 | El Rey Drive | Uhland | 78640 | Las Estancias Subdivision | 29.983 | -97.7535 | Non-Lead - Plastic | No | After 2014 |  | Non-Lead - Plastic | After 2014 |  | Non-Lead | No | No |  | Single Family Residence | No | No | No | Tier 5
12642805 | 498 | El Rey Drive | Uhland | 78640 | Las Estancias Subdivision | 29.9829 | -97.7544 | Non-Lead - Plastic | No | After 2014 |  | Non-Lead - Plastic | After 2014 |  | Non-Lead | No | No |  | Single Family Residence | No | No | No | Tier 5
12651523 | 520 | El Rey Drive | Uhland | 78640 | Las Estancias Subdivision | 29.9827 | -97.7544 | Non-Lead - Plastic | No | After 2014 |  | Non-Lead - Plastic | After 2014 |  | Non-Lead | No | No |  | Single Family Residence | No | No | No | Tier 5
09184877 | 545 | El Rey Drive | Uhland | 78640 | Las Estancias Subdivision | 29.9825 | -97.7534 | Non-Lead - Plastic | No | After 2014 |  | Non-Lead - Plastic | After 2014 |  | Non-Lead | No | No |  | Single Family Residence | No | No | No | Tier 5
00820041 | 563 | El Rey Drive | Uhland | 78640 | Las Estancias Subdivision | 29.9822 | ,-97.7533503 | Non-Lead - Plastic | No | After 2014 |  | Non-Lead - Plastic | After 2014 |  | Non-Lead | No | No |  | Single Family Residence | No | No | No | Tier 5
12641525 | 550 | El Rey Drive | Uhland | 78640 | Las Estancias Subdivision | 29.9821 | -97.7542 | Non-Lead - Plastic | No | After 2014 |  | Non-Lead - Plastic | After 2014 |  | Non-Lead | No | No |  | Single Family Residence | No | No | No | Tier 5
12684429 | 585 | El Rey Drive | Uhland | 78640 | Las Estancias Subdivision | 29.9819 | -97.7533 | Non-Lead - Plastic | No | After 2014 |  | Non-Lead - Plastic | After 2014 |  | Non-Lead | No | No |  | Single Family Residence | No | No | No | Tier 5
09247888 | 572 | El Rey Drive | Uhland | 78640 | Las Estancias Subdivision | 29.9819 | -97.7541 | Non-Lead - Plastic | No | After 2014 |  | Non-Lead - Plastic | After 2014 |  | Non-Lead | No | No |  | Single Family Residence | No | No | No | Tier 5
12910811 | 604 | El Rey Drive | Uhland | 78640 | Las Estancias Subdivision | 29.9816 | -97.754 | Non-Lead - Plastic | No | After 2014 |  | Non-Lead - Plastic | After 2014 |  | Non-Lead | No | No |  | Single Family Residence | No | No | No | Tier 5
12676737 | 652 | El Rey Drive | Uhland | 78640 | Las Estancias Subdivision | 29.9814 | -97.7539 | Non-Lead - Plastic | No | After 2014 |  | Non-Lead - Plastic | After 2014 |  | Non-Lead | No | No |  | Single Family Residence | No | No | No | Tier 5
12649153 | 702 | El Rey Drive | Uhland | 78640 | Las Estancias Subdivision | 29.9811 | -97.754 | Non-Lead - Plastic | No | After 2014 |  | Non-Lead - Plastic | After 2014 |  | Non-Lead | No | No |  | Single Family Residence | No | No | No | Tier 5
09398136 | 713 | El Rey Drive | Uhland | 78640 | Las Estancias Subdivision | 29.981 | -97.7532 | Non-Lead - Plastic | No | After 2014 |  | Non-Lead - Plastic | After 2014 |  | Non-Lead | No | No |  | Single Family Residence | No | No | No | Tier 5
12758128 | 727 | El Rey Drive | Uhland | 78640 | Las Estancias Subdivision | 29.9808 | -97.7531 | Non-Lead - Plastic | No | After 2014 |  | Non-Lead - Plastic | After 2014 |  | Non-Lead | No | No |  | Single Family Residence | No | No | No | Tier 5
12715754 | 735 | El Rey Drive | Uhland | 78640 | Las Estancias Subdivision | 29.9805 | -97.7529 | Non-Lead - Plastic | No | After 2014 |  | Non-Lead - Plastic | After 2014 |  | Non-Lead | No | No |  | Single Family Residence | No | No | No | Tier 5
12713346 | 749 | El Rey Drive | Uhland | 78640 | Las Estancias Subdivision | 29.9801 | -97.7528 | Non-Lead - Plastic | No | After 2014 |  | Non-Lead - Plastic | After 2014 |  | Non-Lead | No | No |  | Single Family Residence | No | No | No | Tier 5
12643557 | 728 | El Rey Drive | Uhland | 78640 | Las Estancias Subdivision | 29.9807 | -97.7538 | Non-Lead - Plastic | No | After 2014 |  | Non-Lead - Plastic | After 2014 |  | Non-Lead | No | No |  | Single Family Residence | No | No | No | Tier 5
12485073 | 101 | Bonanza Lane | Uhland | 78640 | Las Estancias Subdivision | 29.98 | -97.7532 | Non-Lead - Plastic | No | After 2014 |  | Non-Lead - Plastic | After 2014 |  | Non-Lead | No | No |  | Single Family Residence | No | No | No | Tier 5
773822 | 115 | Bonanza Lane | Uhland | 78640 | Las Estancias Subdivision | 29.9801 | -97.7536 | Non-Lead - Plastic | No | After 2014 |  | Non-Lead - Plastic | After 2014 |  | Non-Lead | No | No |  | Single Family Residence | No | No | No | Tier 5
12702176 | 138 | Bonanza Lane | Uhland | 78640 | Las Estancias Subdivision | 29.9806 | -97.7542 | Non-Lead - Plastic | No | After 2014 |  | Non-Lead - Plastic | After 2014 |  | Non-Lead | No | No |  | Single Family Residence | No | No | No | Tier 5
12568286 | 129 | Bonanza Lane | Uhland | 78640 | Las Estancias Subdivision | 29.98 | -97.7539 | Non-Lead - Plastic | No | After 2014 |  | Non-Lead - Plastic | After 2014 |  | Non-Lead | No | No |  | Single Family Residence | No | No | No | Tier 5
12704858 | 149 | Bonanza Lane | Uhland | 78640 | Las Estancias Subdivision | 29.9799 | -97.7542 | Non-Lead - Plastic | No | After 2014 |  | Non-Lead - Plastic | After 2014 |  | Non-Lead | No | No |  | Single Family Residence | No | No | No | Tier 5
12714975 | 160 | Bonanza Lane | Uhland | 78640 | Las Estancias Subdivision | 29.9806 | -97.7546 | Non-Lead - Plastic | No | After 2014 |  | Non-Lead - Plastic | After 2014 |  | Non-Lead | No | No |  | Single Family Residence | No | No | No | Tier 5
12963882 | 161 | Bonanza Lane | Uhland | 78640 | Las Estancias Subdivision | 29.9799 | -97.7545 | Non-Lead - Plastic | No | After 2014 |  | Non-Lead - Plastic | After 2014 |  | Non-Lead | No | No |  | Single Family Residence | No | No | No | Tier 5
12578511 | 185 | Bonanza Lane | Uhland | 78640 | Las Estancias Subdivision | 29.9798 | -97.7548 | Non-Lead - Plastic | No | After 2014 |  | Non-Lead - Plastic | After 2014 |  | Non-Lead | No | No |  | Single Family Residence | No | No | No | Tier 5
12656093 | 199 | Bonanza Lane | Uhland | 78640 | Las Estancias Subdivision | 29.9797 | -97.7551 | Non-Lead - Plastic | No | After 2014 |  | Non-Lead - Plastic | After 2014 |  | Non-Lead | No | No |  | Single Family Residence | No | No | No | Tier 5
12661994 | 655 | El Dorado Drive | Uhland | 78640 | Las Estancias Subdivision | 29.9805 | -97.755 | Non-Lead - Plastic | No | After 2014 |  | Non-Lead - Plastic | After 2014 |  | Non-Lead | No | No |  | Single Family Residence | No | No | No | Tier 5
12866111 | 660 | El Dorado Drive | Uhland | 78640 | Las Estancias Subdivision | 29.9803 | -97.7556 | Non-Lead - Plastic | No | After 2014 |  | Non-Lead - Plastic | After 2014 |  | Non-Lead | No | No |  | Single Family Residence | No | No | No | Tier 5
12951370 | 640 | El Dorado Drive | Uhland | 78640 | Las Estancias Subdivision | 29.9806 | -97.7556 | Non-Lead - Plastic | No | After 2014 |  | Non-Lead - Plastic | After 2014 |  | Non-Lead | No | No |  | Single Family Residence | No | No | No | Tier 5
12557936 | 625 | El Dorado Drive | Uhland | 78640 | Las Estancias Subdivision | 29.9809 | -97.7551 | Non-Lead - Plastic | No | After 2014 |  | Non-Lead - Plastic | After 2014 |  | Non-Lead | No | No |  | Single Family Residence | No | No | No | Tier 5
12643960 | 624 | El Dorado Drive | Uhland | 78640 | Las Estancias Subdivision | 29.9808 | -97.7558 | Non-Lead - Plastic | No | After 2014 |  | Non-Lead - Plastic | After 2014 |  | Non-Lead | No | No |  | Single Family Residence | No | No | No | Tier 5
00261039 | 605 | El Dorado Drive | Uhland | 78640 | Las Estancias Subdivision | 29.9812 | -97.7551 | Non-Lead - Plastic | No | After 2014 |  | Non-Lead - Plastic | After 2014 |  | Non-Lead | No | No |  | Single Family Residence | No | No | No | Tier 5
12953052 | 602 | El Dorado Drive | Uhland | 78640 | Las Estancias Subdivision | 29.9812 | -97.7557 | Non-Lead - Plastic | No | After 2014 |  | Non-Lead - Plastic | After 2014 |  | Non-Lead | No | No |  | Single Family Residence | No | No | No | Tier 5
12915637 | 591 | El Dorado Drive | Uhland | 78640 | Las Estancias Subdivision | 29.9814 | -97.7551 | Non-Lead - Plastic | No | After 2014 |  | Non-Lead - Plastic | After 2014 |  | Non-Lead | No | No |  | Single Family Residence | No | No | No | Tier 5
12577517 | 584 | El Dorado Drive | Uhland | 78640 | Las Estancias Subdivision | 29.9814 | -97.7558 | Non-Lead - Plastic | No | After 2014 |  | Non-Lead - Plastic | After 2014 |  | Non-Lead | No | No |  | Single Family Residence | No | No | No | Tier 5
12676041 | 575 | El Dorado Drive | Uhland | 78640 | Las Estancias Subdivision | 29.9817 | -97.7552 | Non-Lead - Plastic | No | After 2014 |  | Non-Lead - Plastic | After 2014 |  | Non-Lead | No | No |  | Single Family Residence | No | No | No | Tier 5
00848424 | 555 | El Dorado Drive | Uhland | 78640 | Las Estancias Subdivision | 29.982 | -97.7553 | Non-Lead - Plastic | No | After 2014 |  | Non-Lead - Plastic | After 2014 |  | Non-Lead | No | No |  | Single Family Residence | No | No | No | Tier 5
12563505 | 540 | El Dorado Drive | Uhland | 78640 | Las Estancias Subdivision | 29.9821 | -97.7559 | Non-Lead - Plastic | No | After 2014 |  | Non-Lead - Plastic | After 2014 |  | Non-Lead | No | No |  | Single Family Residence | No | No | No | Tier 5
00778040 | 539 | El Dorado Drive | Uhland | 78640 | Las Estancias Subdivision | 29.9821 | -97.7555 | Non-Lead - Plastic | No | After 2014 |  | Non-Lead - Plastic | After 2014 |  | Non-Lead | No | No |  | Single Family Residence | No | No | No | Tier 5
16088955 | 510 | El Dorado Drive | Uhland | 78640 | Las Estancias Subdivision | 29.9825 | -97.7561 | Non-Lead - Plastic | No | After 2014 |  | Non-Lead - Plastic | After 2014 |  | Non-Lead | No | No |  | Single Family Residence | No | No | No | Tier 5
9644053 | 501 | El Dorado Drive | Uhland | 78640 | Las Estancias Subdivision | 29.9828 | -97.7554 | Non-Lead - Plastic | No | After 2014 |  | Non-Lead - Plastic | After 2014 |  | Non-Lead | No | No |  | Single Family Residence | No | No | No | Tier 5
00705894 | 475 | El Dorado Drive | Uhland | 78640 | Las Estancias Subdivision | 29.983 | -97.7555 | Non-Lead - Plastic | No | After 2014 |  | Non-Lead - Plastic | After 2014 |  | Non-Lead | No | No |  | Single Family Residence | No | No | No | Tier 5
00711488 | 460 | El Dorado Drive | Uhland | 78640 | Las Estancias Subdivision | 29.9831 | -97.7562 | Non-Lead - Plastic | No | After 2014 |  | Non-Lead - Plastic | After 2014 |  | Non-Lead | No | No |  | Single Family Residence | No | No | No | Tier 5
12966602 | 459 | El Dorado Drive | Uhland | 78640 | Las Estancias Subdivision | 29.9834 | -97.7553 | Non-Lead - Plastic | No | After 2014 |  | Non-Lead - Plastic | After 2014 |  | Non-Lead | No | No |  | Single Family Residence | No | No | No | Tier 5
15550012 | 442 | El Dorado Drive | Uhland | 78640 | Las Estancias Subdivision | 29.9834 | 97.7563 | Non-Lead - Plastic | No | After 2014 |  | Non-Lead - Plastic | After 2014 |  | Non-Lead | No | No |  | Single Family Residence | No | No | No | Tier 5
09638749 | 445 | El Dorado Drive | Uhland | 78640 | Las Estancias Subdivision | 29.9837 | -97.7556 | Non-Lead - Plastic | No | After 2014 |  | Non-Lead - Plastic | After 2014 |  | Non-Lead | No | No |  | Single Family Residence | No | No | No | Tier 5
09474203 | 431 | El Dorado Drive | Uhland | 78640 | Las Estancias Subdivision | 29.9838 | -97.7557 | Non-Lead - Plastic | No | After 2014 |  | Non-Lead - Plastic | After 2014 |  | Non-Lead | No | No |  | Single Family Residence | No | No | No | Tier 5
12642911 | 325 | El Dorado Drive | Uhland | 78640 | Las Estancias Subdivision | 29.9852 | 97.7559 | Non-Lead - Plastic | No | After 2014 |  | Non-Lead - Plastic | After 2014 |  | Non-Lead | No | No |  | Single Family Residence | No | No | No | Tier 5
12702838 | 291 | El Dorado Drive | Uhland | 78640 | Las Estancias Subdivision | 29.9857 | -97.756 | Non-Lead - Plastic | No | After 2014 |  | Non-Lead - Plastic | After 2014 |  | Non-Lead | No | No |  | Single Family Residence | No | No | No | Tier 5
12694681 | 271 | El Dorado Drive | Uhland | 78640 | Las Estancias Subdivision | 29.9861 | -97.7562 | Non-Lead - Plastic | No | After 2014 |  | Non-Lead - Plastic | After 2014 |  | Non-Lead | No | No |  | Single Family Residence | No | No | No | Tier 5
12979795 | 280 | El Dorado Drive | Uhland | 78640 | Las Estancias Subdivision | 29.9862 | -97.757 | Non-Lead - Plastic | No | After 2014 |  | Non-Lead - Plastic | After 2014 |  | Non-Lead | No | No |  | Single Family Residence | No | No | No | Tier 5
09622191 | 255 | El Dorado Drive | Uhland | 78640 | Las Estancias Subdivision | 29.9863 | -97.756 | Non-Lead - Plastic | No | After 2014 |  | Non-Lead - Plastic | After 2014 |  | Non-Lead | No | No |  | Single Family Residence | No | No | No | Tier 5
00831074 | 240 | El Dorado Drive | Uhland | 78640 | Las Estancias Subdivision | 29.9862 | -97.757 | Non-Lead - Plastic | No | After 2014 |  | Non-Lead - Plastic | After 2014 |  | Non-Lead | No | No |  | Single Family Residence | No | No | No | Tier 5
09249619 | El | Dorado Drive | Uhland | 78640 | Las Estancias Subdivision | 29.9845 | -97.7561 | Non-Lead - Plastic | No | After 2014 |  | Non-Lead - Plastic | After 2014 |  | Non-Lead | No | No |  | Single Family Residence | No | No | No | Tier 5
00788085 | 167 | El Dorado Drive | Uhland | 78640 | Las Estancias Subdivision | 29.9873 | -97.7573 | Non-Lead - Plastic | No | After 2014 |  | Non-Lead - Plastic | After 2014 |  | Non-Lead | No | No |  | Single Family Residence | No | No | No | Tier 5
12689410 | 105 | Conchas Street | Uhland | 78640 | Las Estancias Subdivision | 29.9846 | -97.7545 | Non-Lead - Plastic | No | After 2014 |  | Non-Lead - Plastic | After 2014 |  | Non-Lead | No | No |  | Single Family Residence | No | No | No | Tier 5
12681402 | 106 | Conchas Street | Uhland | 78640 | Las Estancias Subdivision | 29.9849 | -97.7547 | Non-Lead - Plastic | No | After 2014 |  | Non-Lead - Plastic | After 2014 |  | Non-Lead | No | No |  | Single Family Residence | No | No | No | Tier 5
12643917 | 129 | Conchas Street | Uhland | 78640 | Las Estancias Subdivision | 29.9844 | -97.7549 | Non-Lead - Plastic | No | After 2014 |  | Non-Lead - Plastic | After 2014 |  | Non-Lead | No | No |  | Single Family Residence | No | No | No | Tier 5
15532658 | 190 | Conchas Street | Uhland | 78640 | Las Estancias Subdivision | 29.9577 | -97.7861 | Non-Lead - Plastic | No | After 2014 |  | Non-Lead - Plastic | After 2014 |  | Non-Lead | No | No |  | Single Family Residence | No | No | No | Tier 5
21938099 | Whoopers Loop | / Muscovy Drive | Uhland | 78640 | Construction Meter | 29.9683 | -97.7882 | Non-Lead - Plastic | No | After 2014 |  | Non-Lead - Plastic | After 2014 |  | Non-Lead | No | No |  | Other | No | No | No | Tier 5
15506877 | 125 | El Rey Drive | Uhland | 78640 | Las Estancias Subdivision/ 09632048 | 29.9886 | -97.7563 | Non-Lead - Plastic | No | After 2014 |  | Non-Lead - Plastic | After 2014 |  | Non-Lead | No | No |  | Single Family Residence | No | No | No | Tier 5
09634308 | 169 | El Rey Drive | Uhland | 78640 | Las Estancias Subdivision | 29.9885 | -97.7559 | Non-Lead - Plastic | No | After 2014 |  | Non-Lead - Plastic | After 2014 |  | Non-Lead | No | No |  | Single Family Residence | No | No | No | Tier 5
MTR_3315 | El | Rey Drive | Uhland | 78640 | Las Estancias Subdivision | 29.9848 | -97.7543 | Non-Lead - Plastic | No | After 2014 |  | Non-Lead - Plastic | After 2014 |  | Non-Lead | No | No |  | Other | No | No | No | Tier 5
MTR_3316 | El | Rey Drive | Uhland | 78640 | Las Estancias Subdivision | 29.9868 | -97.7552 | Non-Lead - Plastic | No | After 2014 |  | Non-Lead - Plastic | After 2014 |  | Non-Lead | No | No |  | Single Family Residence | No | No | No | Tier 5
3881696 | 476 | El Rey Drive | Niederwald | 78640 | Las Estancias Subdivision | 29.9835 | -97.7543 | Non-Lead - Plastic | No | After 2014 |  | Non-Lead - Plastic | After 2014 |  | Non-Lead | No | No |  | Single Family Residence | No | No | No | Tier 5
15664474 | 521 | El Rey Drive | Uhland | 78640 | Las Estancias Subdivision(inactive) | 29.9824 | -97.7542 | Non-Lead - Plastic | No | After 2014 |  | Non-Lead - Plastic | After 2014 |  | Non-Lead | No | No |  | Single Family Residence | No | No | No | Tier 5
09661563 | 542 | El Rey Drive | Uhland | 78640 | Las Estancias Subdivision | 29.9824 | -97.7542 | Non-Lead - Plastic | No | After 2014 |  | Non-Lead - Plastic | After 2014 |  | Non-Lead | No | No |  | Single Family Residence | No | No | No | Tier 5
15951699 | 570 | El Dorado Drive | Uhland | 78640 | Las Estancias Subdivision | 29.9817 | -97.7558 | Non-Lead - Plastic | No | After 2014 |  | Non-Lead - Plastic | After 2014 |  | Non-Lead | No | No |  | Single Family Residence | No | No | No | Tier 5
3822830 | 515 | El Dorado Drive | Uhland | 78640 | Las Estancias Subdivision | 29.9825 | -97.7553 | Non-Lead - Plastic | No | After 2014 |  | Non-Lead - Plastic | After 2014 |  | Non-Lead | No | No |  | Single Family Residence | No | No | No | Tier 5
15973431 | 182 | Conchas Street | Uhland | 78640 | Las Estancias Subdivision | 29.9848 | -97.7555 | Non-Lead - Plastic | No | After 2014 |  | Non-Lead - Plastic | After 2014 |  | Non-Lead | No | No |  | Single Family Residence | No | No | No | Tier 5
15530140 | 230 | Rustlers Pass | Uhland | 78640 | Las Estancias Subdivision | 29.9793 | -97.7617 | Non-Lead - Plastic | No | After 2014 |  | Non-Lead - Plastic | After 2014 |  | Non-Lead | No | No |  | Single Family Residence | No | No | No | Tier 5
9535597 | 114 | Euclid Lane | Uhland | 78640 | Mill Creek Subdivision | 29.9673 | -97.8219 | Non-Lead - Plastic | No | After 2014 |  | Non-Lead - Plastic | After 2014 |  | Non-Lead | No | No |  | Single Family Residence | No | No | No | Tier 5
09556021 | 122 | Euclid Lane | Uhland | 78640 | Mill Creek Subdivision | 29.9673 | 97.8219 | Non-Lead - Plastic | No | After 2014 |  | Non-Lead - Plastic | After 2014 |  | Non-Lead | No | No |  | Single Family Residence | No | No | No | Tier 5
09642269 | 130 | Euclid Lane | Uhland | 78640 | Mill Creek Subdivision | 29.9669 | -97.8216 | Non-Lead - Plastic | No | After 2014 |  | Non-Lead - Plastic | After 2014 |  | Non-Lead | No | No |  | Single Family Residence | No | No | No | Tier 5
09396052 | 138 | Euclid Lane | Uhland | 78640 | Mill Creek Subdivision | 29.9671 | -97.8217 | Non-Lead - Plastic | No | After 2014 |  | Non-Lead - Plastic | After 2014 |  | Non-Lead | No | No |  | Single Family Residence | No | No | No | Tier 5
09380170 | 146 | Euclid Lane | Uhland | 78640 | Mill Creek Subdivision | 29.9671 | -97.8218 | Non-Lead - Plastic | No | After 2014 |  | Non-Lead - Plastic | After 2014 |  | Non-Lead | No | No |  | Single Family Residence | No | No | No | Tier 5
09631190 | 154 | Euclid Lane | Uhland | 78640 | Mill Creek Subdivision | 29.967 | -97.8216 | Non-Lead - Plastic | No | After 2014 |  | Non-Lead - Plastic | After 2014 |  | Non-Lead | No | No |  | Single Family Residence | No | No | No | Tier 5
9642517 | 162 | Euclid Lane | Uhland | 78640 | Mill Creek Subdivision | 29.9669 | -97.8215 | Non-Lead - Plastic | No | After 2014 |  | Non-Lead - Plastic | After 2014 |  | Non-Lead | No | No |  | Single Family Residence | No | No | No | Tier 5
09542249 | 170 | Euclid Lane | Uhland | 78640 | Mill Creek Subdivision | 29.9667 | -97.8214 | Non-Lead - Plastic | No | After 2014 |  | Non-Lead - Plastic | After 2014 |  | Non-Lead | No | No |  | Single Family Residence | No | No | No | Tier 5
09633580 | 178 | Euclid Lane | Uhland | 78640 | Mill Creek Subdivision | 29.9666 | -97.8214 | Non-Lead - Plastic | No | After 2014 |  | Non-Lead - Plastic | After 2014 |  | Non-Lead | No | No |  | Single Family Residence | No | No | No | Tier 5
09624216 | 186 | Euclid Lane | Uhland | 78640 | Mill Creek Subdivision | 29.9667 | 97.8212 | Non-Lead - Plastic | No | After 2014 |  | Non-Lead - Plastic | After 2014 |  | Non-Lead | No | No |  | Single Family Residence | No | No | No | Tier 5
09644068 | 192 | Euclid Lane | Uhland | 78640 | Mill Creek Subdivision | 29.9665 | -97.8213 | Non-Lead - Plastic | No | After 2014 |  | Non-Lead - Plastic | After 2014 |  | Non-Lead | No | No |  | Single Family Residence | No | No | No | Tier 5
09643516 | 200 | Euclid Lane | Uhland | 78640 | Mill Creek Subdivision | 29.9665 | -97.8212 | Non-Lead - Plastic | No | After 2014 |  | Non-Lead - Plastic | After 2014 |  | Non-Lead | No | No |  | Single Family Residence | No | No | No | Tier 5
09622844 | 208 | Euclid Lane | Uhland | 78640 | Mill Creek Subdivision | 29.9663 | -97.821 | Non-Lead - Plastic | No | After 2014 |  | Non-Lead - Plastic | After 2014 |  | Non-Lead | No | No |  | Single Family Residence | No | No | No | Tier 5
09622159 | 212 | Euclid Lane | Uhland | 78640 | Mill Creek Subdivision | 29.9663 | -97.8209 | Non-Lead - Plastic | No | After 2014 |  | Non-Lead - Plastic | After 2014 |  | Non-Lead | No | No |  | Single Family Residence | No | No | No | Tier 5
09643772 | 216 | Euclid Lane | Uhland | 78640 | Mill Creek Subdivision | 29.9662 | -97.8205 | Non-Lead - Plastic | No | After 2014 |  | Non-Lead - Plastic | After 2014 |  | Non-Lead | No | No |  | Single Family Residence | No | No | No | Tier 5
09623016 | 224 | Euclid Lane | Uhland | 78640 | Mill Creek Subdivision | 29.9578 | -97.8215 | Non-Lead - Plastic | No | After 2014 |  | Non-Lead - Plastic | After 2014 |  | Non-Lead | No | No |  | Single Family Residence | No | No | No | Tier 5
09547008 | 225 | Euclid Lane | Uhland | 78640 | Mill Creek Subdivision | 29.9667 | -97.8208 | Non-Lead - Plastic | No | After 2014 |  | Non-Lead - Plastic | After 2014 |  | Non-Lead | No | No |  | Single Family Residence | No | No | No | Tier 5
09525663 | 232 | Euclid Lane | Uhland | 78640 | Mill Creek Subdivision | 29.9579 | 97.8215 | Non-Lead - Plastic | No | After 2014 |  | Non-Lead - Plastic | After 2014 |  | Non-Lead | No | No |  | Single Family Residence | No | No | No | Tier 5
09525955 | 235 | Euclid Lane | Uhland | 78640 | Mill Creek Subdivision | 29.9667 | -97.8207 | Non-Lead - Plastic | No | After 2014 |  | Non-Lead - Plastic | After 2014 |  | Non-Lead | No | No |  | Single Family Residence | No | No | No | Tier 5
09526561 | 240 | Euclid Lane | Uhland | 78640 | Mill Creek Subdivision | 29.9579 | -97.8214 | Non-Lead - Plastic | No | After 2014 |  | Non-Lead - Plastic | After 2014 |  | Non-Lead | No | No |  | Single Family Residence | No | No | No | Tier 5
09533307 | 241 | Euclid Lane | Uhland | 78640 | Mill Creek Subdivision | 29.9668 | -97.8206 | Non-Lead - Plastic | No | After 2014 |  | Non-Lead - Plastic | After 2014 |  | Non-Lead | No | No |  | Single Family Residence | No | No | No | Tier 5
09529844 | 248 | Euclid Lane | Uhland | 78640 | Mill Creek Subdivision | 29.9579 | -97.8214 | Non-Lead - Plastic | No | After 2014 |  | Non-Lead - Plastic | After 2014 |  | Non-Lead | No | No |  | Single Family Residence | No | No | No | Tier 5
09560789 | 249 | Euclid Lane | Uhland | 78640 | Mill Creek Subdivision | 29.9669 | -97.8205 | Non-Lead - Plastic | No | After 2014 |  | Non-Lead - Plastic | After 2014 |  | Non-Lead | No | No |  | Single Family Residence | No | No | No | Tier 5
09536438 | 256 | Euclid Lane | Uhland | 78640 | Mill Creek Subdivision | 29.9666 | -97.8201 | Non-Lead - Plastic | No | After 2014 |  | Non-Lead - Plastic | After 2014 |  | Non-Lead | No | No |  | Single Family Residence | No | No | No | Tier 5
09559399 | 257 | Euclid Lane | Uhland | 78640 | Mill Creek Subdivision | 29.9669 | -97.8204 | Non-Lead - Plastic | No | After 2014 |  | Non-Lead - Plastic | After 2014 |  | Non-Lead | No | No |  | Single Family Residence | No | No | No | Tier 5
09525657 | 264 | Euclid Lane | Uhland | 78640 | Mill Creek Subdivision | 29.9672 | -97.8197 | Non-Lead - Plastic | No | After 2014 |  | Non-Lead - Plastic | After 2014 |  | Non-Lead | No | No |  | Single Family Residence | No | No | No | Tier 5
09530849 | 265 | Euclid Lane | Uhland | 78640 | Mill Creek Subdivision | 29.9669 | -97.8202 | Non-Lead - Plastic | No | After 2014 |  | Non-Lead - Plastic | After 2014 |  | Non-Lead | No | No |  | Single Family Residence | No | No | No | Tier 5
9534020 | 272 | Euclid Lane | Uhland | 78640 | Mill Creek Subdivision | 29.9668 | -97.8199 | Non-Lead - Plastic | No | After 2014 |  | Non-Lead - Plastic | After 2014 |  | Non-Lead | No | No |  | Single Family Residence | No | No | No | Tier 5
9557427 | 273 | Euclid Lane | Uhland | 78640 | Mill Creek Subdivision | 29.967 | -97.8201 | Non-Lead - Plastic | No | After 2014 |  | Non-Lead - Plastic | After 2014 |  | Non-Lead | No | No |  | Single Family Residence | No | No | No | Tier 5
09533841 | 279 | Euclid Lane | Uhland | 78640 | Mill Creek Subdivision | 29.9671 | -97.82 | Non-Lead - Plastic | No | After 2014 |  | Non-Lead - Plastic | After 2014 |  | Non-Lead | No | No |  | Single Family Residence | No | No | No | Tier 5
09561451 | 280 | Euclid Lane | Uhland | 78640 | Mill Creek Subdivision | 29.9669 | -97.8198 | Non-Lead - Plastic | No | After 2014 |  | Non-Lead - Plastic | After 2014 |  | Non-Lead | No | No |  | Single Family Residence | No | No | No | Tier 5
09454426 | 287 | Euclid Lane | Uhland | 78640 | Mill Creek Subdivision | 29.9672 | -97.8199 | Non-Lead - Plastic | No | After 2014 |  | Non-Lead - Plastic | After 2014 |  | Non-Lead | No | No |  | Single Family Residence | No | No | No | Tier 5
09531601 | 288 | Euclid Lane | Uhland | 78640 | Mill Creek Subdivision | 29.967 | -97.8197 | Non-Lead - Plastic | No | After 2014 |  | Non-Lead - Plastic | After 2014 |  | Non-Lead | No | No |  | Single Family Residence | No | No | No | Tier 5
09640038 | 295 | Euclid Lane | Uhland | 78640 | Mill Creek Subdivision | 29.9672 | -97.8198 | Non-Lead - Plastic | No | After 2014 |  | Non-Lead - Plastic | After 2014 |  | Non-Lead | No | No |  | Single Family Residence | No | No | No | Tier 5
09642280 | 303 | Euclid Lane | Uhland | 78640 | Mill Creek Subdivision | 29.9674 | -97.8199 | Non-Lead - Plastic | No | After 2014 |  | Non-Lead - Plastic | After 2014 |  | Non-Lead | No | No |  | Single Family Residence | No | No | No | Tier 5
09639641 | 309 | Euclid Lane | Uhland | 78640 | Mill Creek Subdivision | 29.9674 | -97.8197 | Non-Lead - Plastic | No | After 2014 |  | Non-Lead - Plastic | After 2014 |  | Non-Lead | No | No |  | Single Family Residence | No | No | No | Tier 5
09531157 | 310 | Euclid Lane | Uhland | 78640 | Mill Creek Subdivision | 29.9672 | -97.8194 | Non-Lead - Plastic | No | After 2014 |  | Non-Lead - Plastic | After 2014 |  | Non-Lead | No | No |  | Single Family Residence | No | No | No | Tier 5
09641534 | 317 | Euclid Lane | Uhland | 78640 | Mill Creek Subdivision | 29.9674 | -97.8196 | Non-Lead - Plastic | No | After 2014 |  | Non-Lead - Plastic | After 2014 |  | Non-Lead | No | No |  | Single Family Residence | No | No | No | Tier 5
09551469 | 320 | Euclid Lane | Uhland | 78640 | Mill Creek Subdivision | 29.9673 | -97.8193 | Non-Lead - Plastic | No | After 2014 |  | Non-Lead - Plastic | After 2014 |  | Non-Lead | No | No |  | Single Family Residence | No | No | No | Tier 5
09642276 | 325 | Euclid Lane | Uhland | 78640 | Mill Creek Subdivision | 29.9675 | -97.8194 | Non-Lead - Plastic | No | After 2014 |  | Non-Lead - Plastic | After 2014 |  | Non-Lead | No | No |  | Single Family Residence | No | No | No | Tier 5
09641531 | 328 | Euclid Lane | Uhland | 78640 | Mill Creek Subdivision | 29.9674 | -97.8192 | Non-Lead - Plastic | No | After 2014 |  | Non-Lead - Plastic | After 2014 |  | Non-Lead | No | No |  | Single Family Residence | No | No | No | Tier 5
15630637 | 339 | Euclid Lane | Uhland | 78640 | Mill Creek Subdivision/ 09525961 | 29.9677 | -97.8193 | Non-Lead - Plastic | No | After 2014 |  | Non-Lead - Plastic | After 2014 |  | Non-Lead | No | No |  | Single Family Residence | No | No | No | Tier 5
09531173 | 333 | Euclid Lane | Uhland | 78640 | Mill Creek Subdivision | 29.9676 | -97.8194 | Non-Lead - Plastic | No | After 2014 |  | Non-Lead - Plastic | After 2014 |  | Non-Lead | No | No |  | Single Family Residence | No | No | No | Tier 5
09526649 | 336 | Euclid Lane | Uhland | 78640 | Mill Creek Subdivision | 29.9675 | -97.8191 | Non-Lead - Plastic | No | After 2014 |  | Non-Lead - Plastic | After 2014 |  | Non-Lead | No | No |  | Single Family Residence | No | No | No | Tier 5
09536726 | 344 | Euclid Lane | Uhland | 78640 | Mill Creek Subdivision | 29.9675 | -97.819 | Non-Lead - Plastic | No | After 2014 |  | Non-Lead - Plastic | After 2014 |  | Non-Lead | No | No |  | Single Family Residence | No | No | No | Tier 5
09532331 | 347 | Euclid Lane | Uhland | 78640 | Mill Creek Subdivision | 29.9678 | -97.8193 | Non-Lead - Plastic | No | After 2014 |  | Non-Lead - Plastic | After 2014 |  | Non-Lead | No | No |  | Single Family Residence | No | No | No | Tier 5
09536732 | 352 | Euclid Lane | Uhland | 78640 | Mill Creek Subdivision | 29.9675 | -97.8189 | Non-Lead - Plastic | No | After 2014 |  | Non-Lead - Plastic | After 2014 |  | Non-Lead | No | No |  | Single Family Residence | No | No | No | Tier 5
09638755 | 355 | Euclid Lane | Uhland | 78640 | Mill Creek Subdivision | 29.9678 | -97.8191 | Non-Lead - Plastic | No | After 2014 |  | Non-Lead - Plastic | After 2014 |  | Non-Lead | No | No |  | Single Family Residence | No | No | No | Tier 5
09541435 | 360 | Euclid Lane | Uhland | 78640 | Mill Creek Subdivision | 29.9677 | -97.8188 | Non-Lead - Plastic | No | After 2014 |  | Non-Lead - Plastic | After 2014 |  | Non-Lead | No | No |  | Single Family Residence | No | No | No | Tier 5
09624202 | 363 | Euclid Lane | Uhland | 78640 | Mill Creek Subdivision | 29.968 | -97.8191 | Non-Lead - Plastic | No | After 2014 |  | Non-Lead - Plastic | After 2014 |  | Non-Lead | No | No |  | Single Family Residence | No | No | No | Tier 5
09541246 | 368 | Euclid Lane | Uhland | 78640 | Mill Creek Subdivision | 29.9677 | -97.8187 | Non-Lead - Plastic | No | After 2014 |  | Non-Lead - Plastic | After 2014 |  | Non-Lead | No | No |  | Single Family Residence | No | No | No | Tier 5
09541018 | 371 | Euclid Lane | Uhland | 78640 | Mill Creek Subdivision | 29.968 | -97.8189 | Non-Lead - Plastic | No | After 2014 |  | Non-Lead - Plastic | After 2014 |  | Non-Lead | No | No |  | Single Family Residence | No | No | No | Tier 5
09525664 | 376 | Euclid Lane | Uhland | 78640 | Mill Creek Subdivision | 29.9678 | -97.8186 | Non-Lead - Plastic | No | After 2014 |  | Non-Lead - Plastic | After 2014 |  | Non-Lead | No | No |  | Single Family Residence | No | No | No | Tier 5
09641532 | 377 | Euclid Lane | Uhland | 78640 | Mill Creek Subdivision | 29.968 | -97.8188 | Non-Lead - Plastic | No | After 2014 |  | Non-Lead - Plastic | After 2014 |  | Non-Lead | No | No |  | Single Family Residence | No | No | No | Tier 5
09629167 | 382 | Euclid Lane | Uhland | 78640 | Mill Creek Subdivision | 29.9679 | -97.8186 | Non-Lead - Plastic | No | After 2014 |  | Non-Lead - Plastic | After 2014 |  | Non-Lead | No | No |  | Single Family Residence | No | No | No | Tier 5
09628226 | 385 | Euclid Lane | Uhland | 78640 | Mill Creek Subdivision | 29.9681 | -97.8187 | Non-Lead - Plastic | No | After 2014 |  | Non-Lead - Plastic | After 2014 |  | Non-Lead | No | No |  | Single Family Residence | No | No | No | Tier 5
09464125 | 390 | Euclid Lane | Uhland | 78640 | Mill Creek Subdivision | 29.9679 | -97.8184 | Non-Lead - Plastic | No | After 2014 |  | Non-Lead - Plastic | After 2014 |  | Non-Lead | No | No |  | Single Family Residence | No | No | No | Tier 5
09530967 | 393 | Euclid Lane | Uhland | 78640 | Mill Creek Subdivision | 29.9682 | -97.8187 | Non-Lead - Plastic | No | After 2014 |  | Non-Lead - Plastic | After 2014 |  | Non-Lead | No | No |  | Single Family Residence | No | No | No | Tier 5
09300689 | 400 | Euclid Lane | Uhland | 78640 | Mill Creek Subdivision | 29.9681 | -97.8183 | Non-Lead - Plastic | No | After 2014 |  | Non-Lead - Plastic | After 2014 |  | Non-Lead | No | No |  | Single Family Residence | No | No | No | Tier 5
09299804 | 401 | Euclid Lane | Uhland | 78640 | Mill Creek Subdivision | 29.9682 | -97.8185 | Non-Lead - Plastic | No | After 2014 |  | Non-Lead - Plastic | After 2014 |  | Non-Lead | No | No |  | Single Family Residence | No | No | No | Tier 5
09463762 | 409 | Euclid Lane | Uhland | 78640 | Mill Creek Subdivision | 29.9683 | -97.8184 | Non-Lead - Plastic | No | After 2014 |  | Non-Lead - Plastic | After 2014 |  | Non-Lead | No | No |  | Single Family Residence | No | No | No | Tier 5
09466177 | 410 | Euclid Lane | Uhland | 78640 | Mill Creek Subdivision | 29.9682 | -97.8182 | Non-Lead - Plastic | No | After 2014 |  | Non-Lead - Plastic | After 2014 |  | Non-Lead | No | No |  | Single Family Residence | No | No | No | Tier 5
9533472 | 434 | Euclid Lane | Uhland | 78640 | Mill Creek Subdivision | 29.9685 | -97.8178 | Non-Lead - Plastic | No | After 2014 |  | Non-Lead - Plastic | After 2014 |  | Non-Lead | No | No |  | Single Family Residence | No | No | No | Tier 5
09625984 | 438 | Euclid Lane | Uhland | 78640 | Mill Creek Subdivision | 29.9687 | -97.8179 | Non-Lead - Plastic | No | After 2014 |  | Non-Lead - Plastic | After 2014 |  | Non-Lead | No | No |  | Single Family Residence | No | No | No | Tier 5
09642284 | 448 | Euclid Lane | Uhland | 78640 | Mill Creek Subdivision | 29.9687 | -97.818 | Non-Lead - Plastic | No | After 2014 |  | Non-Lead - Plastic | After 2014 |  | Non-Lead | No | No |  | Single Family Residence | No | No | No | Tier 5
09637357 | 458 | Euclid Lane | Uhland | 78640 | Mill Creek Subdivision | 29.9688 | -97.8182 | Non-Lead - Plastic | No | After 2014 |  | Non-Lead - Plastic | After 2014 |  | Non-Lead | No | No |  | Single Family Residence | No | No | No | Tier 5
15507053 | 466 | Euclid Lane | Uhland | 78640 | Mill Creek Subdivision | 29.9689 | -97.8183 | Non-Lead - Plastic | No | After 2014 |  | Non-Lead - Plastic | After 2014 |  | Non-Lead | No | No |  | Single Family Residence | No | No | No | Tier 5
15999447 | 474 | Euclid Lane | Uhland | 78640 | Mill Creek Subdivision | 29.969 | -97.8184 | Non-Lead - Plastic | No | After 2014 |  | Non-Lead - Plastic | After 2014 |  | Non-Lead | No | No |  | Single Family Residence | No | No | No | Tier 5
15505846 | 484 | Euclid Lane | Uhland | 78640 | Mill Creek Subdivision | 29.9691 | -97.8185 | Non-Lead - Plastic | No | After 2014 |  | Non-Lead - Plastic | After 2014 |  | Non-Lead | No | No |  | Single Family Residence | No | No | No | Tier 5
15503495 | 496 | Euclid Lane | Uhland | 78640 | Mill Creek Subdivision | 29.9693 | -97.8186 | Non-Lead - Plastic | No | After 2014 |  | Non-Lead - Plastic | After 2014 |  | Non-Lead | No | No |  | Single Family Residence | No | No | No | Tier 5
15507093 | 508 | Euclid Lane | Uhland | 78640 | Mill Creek Subdivision | 29.9694 | -97.8187 | Non-Lead - Plastic | No | After 2014 |  | Non-Lead - Plastic | After 2014 |  | Non-Lead | No | No |  | Single Family Residence | No | No | No | Tier 5
15511867 | 518 | Euclid Lane | Uhland | 78640 | Mill Creek Subdivision | 29.9695 | -97.8188 | Non-Lead - Plastic | No | After 2014 |  | Non-Lead - Plastic | After 2014 |  | Non-Lead | No | No |  | Single Family Residence | No | No | No | Tier 5
15995284 | 110 | Dorchester Drive | Uhland | 78640 | Mill Creek Subdivision | 29.967 | -97.8211 | Non-Lead - Plastic | No | After 2014 |  | Non-Lead - Plastic | After 2014 |  | Non-Lead | No | No |  | Single Family Residence | No | No | No | Tier 5
15988119 | 111 | Dorchester Drive | Uhland | 78640 | Mill Creek Subdivision | 29.9672 | -97.8214 | Non-Lead - Plastic | No | After 2014 |  | Non-Lead - Plastic | After 2014 |  | Non-Lead | No | No |  | Single Family Residence | No | No | No | Tier 5
15988099 | 118 | Dorchester Drive | Uhland | 78640 | Mill Creek Subdivision | 29.9671 | -97.821 | Non-Lead - Plastic | No | After 2014 |  | Non-Lead - Plastic | After 2014 |  | Non-Lead | No | No |  | Single Family Residence | No | No | No | Tier 5
15995146 | 119 | Dorchester Drive | Uhland | 78640 | Mill Creek Subdivision | 29.9673 | -97.8212 | Non-Lead - Plastic | No | After 2014 |  | Non-Lead - Plastic | After 2014 |  | Non-Lead | No | No |  | Single Family Residence | No | No | No | Tier 5
15989114 | 126 | Dorchester Drive | Uhland | 78640 | Mill Creek Subdivision | 29.9672 | -97.8209 | Non-Lead - Plastic | No | After 2014 |  | Non-Lead - Plastic | After 2014 |  | Non-Lead | No | No |  | Single Family Residence | No | No | No | Tier 5
15830382 | 127 | Dorchester Drive | Uhland | 78640 | Mill Creek Subdivision | 29.9674 | -97.8211 | Non-Lead - Plastic | No | After 2014 |  | Non-Lead - Plastic | After 2014 |  | Non-Lead | No | No |  | Single Family Residence | No | No | No | Tier 5
15990844 | 134 | Dorchester Drive | Uhland | 78640 | Mill Creek Subdivision | 29.9673 | -97.8208 | Non-Lead - Plastic | No | After 2014 |  | Non-Lead - Plastic | After 2014 |  | Non-Lead | No | No |  | Single Family Residence | No | No | No | Tier 5
15989448 | 135 | Dorchester Drive | Uhland | 78640 | Mill Creek Subdivision | 29.9674 | -97.821 | Non-Lead - Plastic | No | After 2014 |  | Non-Lead - Plastic | After 2014 |  | Non-Lead | No | No |  | Single Family Residence | No | No | No | Tier 5
15992115 | 140 | Dorchester Drive | Uhland | 78640 | Mill Creek Subdivision | 29.9673 | -97.8208 | Non-Lead - Plastic | No | After 2014 |  | Non-Lead - Plastic | After 2014 |  | Non-Lead | No | No |  | Single Family Residence | No | No | No | Tier 5
15995885 | 141 | Dorchester Drive | Uhland | 78640 | Mill Creek Subdivision | 29.9675 | -97.8209 | Non-Lead - Plastic | No | After 2014 |  | Non-Lead - Plastic | After 2014 |  | Non-Lead | No | No |  | Single Family Residence | No | No | No | Tier 5
15990284 | 148 | Dorchester Drive | Uhland | 78640 | Mill Creek Subdivision | 29.9674 | -97.8207 | Non-Lead - Plastic | No | After 2014 |  | Non-Lead - Plastic | After 2014 |  | Non-Lead | No | No |  | Single Family Residence | No | No | No | Tier 5
15901217 | 149 | Dorchester Drive | Uhland | 78640 | Mill Creek Subdivision | 29.9676 | -97.8209 | Non-Lead - Plastic | No | After 2014 |  | Non-Lead - Plastic | After 2014 |  | Non-Lead | No | No |  | Single Family Residence | No | No | No | Tier 5
15872746 | 156 | Dorchester Drive | Uhland | 78640 | Mill Creek Subdivision | 29.9674 | -97.8206 | Non-Lead - Plastic | No | After 2014 |  | Non-Lead - Plastic | After 2014 |  | Non-Lead | No | No |  | Single Family Residence | No | No | No | Tier 5
15878534 | 157 | Dorchester Drive | Uhland | 78640 | Mill Creek Subdivision | 29.9676 | -97.8208 | Non-Lead - Plastic | No | After 2014 |  | Non-Lead - Plastic | After 2014 |  | Non-Lead | No | No |  | Single Family Residence | No | No | No | Tier 5
16407962 | 164 | Dorchester Drive | Uhland | 78640 | Mill Creek Subdivision/ 15912402 | 29.9675 | -97.8205 | Non-Lead - Plastic | No | After 2014 |  | Non-Lead - Plastic | After 2014 |  | Non-Lead | No | No |  | Single Family Residence | No | No | No | Tier 5
15906100 | 165 | Dorchester Drive | Uhland | 78640 | Mill Creek Subdivision | 29.9677 | -97.8207 | Non-Lead - Plastic | No | After 2014 |  | Non-Lead - Plastic | After 2014 |  | Non-Lead | No | No |  | Single Family Residence | No | No | No | Tier 5
3808742 | 170 | Dorchester Drive | Uhland | 78640 | Mill Creek Subdivision/ 15900638 | 29.9676 | -97.8204 | Non-Lead - Plastic | No | After 2014 |  | Non-Lead - Plastic | After 2014 |  | Non-Lead | No | No |  | Single Family Residence | No | No | No | Tier 5
15989327 | 171 | Dorchester Drive | Uhland | 78640 | Mill Creek Subdivision | 29.9678 | -97.8206 | Non-Lead - Plastic | No | After 2014 |  | Non-Lead - Plastic | After 2014 |  | Non-Lead | No | No |  | Single Family Residence | No | No | No | Tier 5
15905402 | 178 | Dorchester Drive | Uhland | 78640 | Mill Creek Subdivision | 29.9677 | -97.8203 | Non-Lead - Plastic | No | After 2014 |  | Non-Lead - Plastic | After 2014 |  | Non-Lead | No | No |  | Single Family Residence | No | No | No | Tier 5
15884218 | 179 | Dorchester Drive | Uhland | 78640 | Mill Creek Subdivision | 29.9679 | -97.8206 | Non-Lead - Plastic | No | After 2014 |  | Non-Lead - Plastic | After 2014 |  | Non-Lead | No | No |  | Single Family Residence | No | No | No | Tier 5
15854235 | 186 | Dorchester Drive | Uhland | 78640 | Mill Creek Subdivision | 29.9678 | -97.8202 | Non-Lead - Plastic | No | After 2014 |  | Non-Lead - Plastic | After 2014 |  | Non-Lead | No | No |  | Single Family Residence | No | No | No | Tier 5
15988269 | 194 | Dorchester Drive | Uhland | 78640 | Mill Creek Subdivision | 29.9678 | -97.8201 | Non-Lead - Plastic | No | After 2014 |  | Non-Lead - Plastic | After 2014 |  | Non-Lead | No | No |  | Single Family Residence | No | No | No | Tier 5
15859913 | 202 | Dorchester Drive | Uhland | 78640 | Mill Creek Subdivision | 29.9678 | -97.8199 | Non-Lead - Plastic | No | After 2014 |  | Non-Lead - Plastic | After 2014 |  | Non-Lead | No | No |  | Single Family Residence | No | No | No | Tier 5
15506914 | 203 | Dorchester Drive | Uhland | 78640 | Mill Creek Subdivision | 29.9682 | -97.8203 | Non-Lead - Plastic | No | After 2014 |  | Non-Lead - Plastic | After 2014 |  | Non-Lead | No | No |  | Single Family Residence | No | No | No | Tier 5
15987903 | 208 | Dorchester Drive | Uhland | 78640 | Mill Creek Subdivision | 29.9679 | -97.8199 | Non-Lead - Plastic | No | After 2014 |  | Non-Lead - Plastic | After 2014 |  | Non-Lead | No | No |  | Single Family Residence | No | No | No | Tier 5
15508240 | 209 | Dorchester Drive | Uhland | 78640 | Mill Creek Subdivision | 29.9681 | -97.8201 | Non-Lead - Plastic | No | After 2014 |  | Non-Lead - Plastic | After 2014 |  | Non-Lead | No | No |  | Single Family Residence | No | No | No | Tier 5
15853742 | 216 | Dorchester Drive | Uhland | 78640 | Mill Creek Subdivision | 29.968 | -97.8198 | Non-Lead - Plastic | No | After 2014 |  | Non-Lead - Plastic | After 2014 |  | Non-Lead | No | No |  | Single Family Residence | No | No | No | Tier 5
15594458 | 217 | Dorchester Drive | Uhland | 78640 | Mill Creek Subdivision | 29.9682 | -97.82 | Non-Lead - Plastic | No | After 2014 |  | Non-Lead - Plastic | After 2014 |  | Non-Lead | No | No |  | Single Family Residence | No | No | No | Tier 5
1432254 | 224 | Dorchester Drive | Uhland | 78640 | Mill Creek Subdivision/ 15887135 | 29.9681 | -97.8197 | Non-Lead - Plastic | No | After 2014 |  | Non-Lead - Plastic | After 2014 |  | Non-Lead | No | No |  | Single Family Residence | No | No | No | Tier 5
15904760 | 225 | Dorchester Drive | Uhland | 78640 | Mill Creek Subdivision | 29.9683 | -97.8199 | Non-Lead - Plastic | No | After 2014 |  | Non-Lead - Plastic | After 2014 |  | Non-Lead | No | No |  | Single Family Residence | No | No | No | Tier 5
15859728 | 232 | Dorchester Drive | Uhland | 78640 | Mill Creek Subdivision | 29.9682 | -97.8196 | Non-Lead - Plastic | No | After 2014 |  | Non-Lead - Plastic | After 2014 |  | Non-Lead | No | No |  | Single Family Residence | No | No | No | Tier 5
15931472 | 240 | Dorchester Drive | Uhland | 78640 | Mill Creek Subdivision | 29.9682 | -97.8193 | Non-Lead - Plastic | No | After 2014 |  | Non-Lead - Plastic | After 2014 |  | Non-Lead | No | No |  | Single Family Residence | No | No | No | Tier 5
15995770 | 246 | Dorchester Drive | Uhland | 78640 | Mill Creek Subdivision | 29.9683 | -97.8194 | Non-Lead - Plastic | No | After 2014 |  | Non-Lead - Plastic | After 2014 |  | Non-Lead | No | No |  | Single Family Residence | No | No | No | Tier 5
15595303 | 247 | Dorchester Drive | Uhland | 78640 | Mill Creek Subdivision | 29.9685 | -97.8196 | Non-Lead - Plastic | No | After 2014 |  | Non-Lead - Plastic | After 2014 |  | Non-Lead | No | No |  | Single Family Residence | No | No | No | Tier 5
15991248 | 254 | Dorchester Drive | Uhland | 78640 | Mill Creek Subdivision | 29.9684 | -97.8193 | Non-Lead - Plastic | No | After 2014 |  | Non-Lead - Plastic | After 2014 |  | Non-Lead | No | No |  | Single Family Residence | No | No | No | Tier 5
15595011 | 255 | Dorchester Drive | Uhland | 78640 | Mill Creek Subdivision | 29.9686 | -97.8195 | Non-Lead - Plastic | No | After 2014 |  | Non-Lead - Plastic | After 2014 |  | Non-Lead | No | No |  | Single Family Residence | No | No | No | Tier 5
15987938 | 262 | Dorchester Drive | Uhland | 78640 | Mill Creek Subdivision | 29.9685 | -97.8192 | Non-Lead - Plastic | No | After 2014 |  | Non-Lead - Plastic | After 2014 |  | Non-Lead | No | No |  | Single Family Residence | No | No | No | Tier 5
15911803 | 263 | Dorchester Drive | Uhland | 78640 | Mill Creek Subdivision | 29.9688 | -97.8194 | Non-Lead - Plastic | No | After 2014 |  | Non-Lead - Plastic | After 2014 |  | Non-Lead | No | No |  | Single Family Residence | No | No | No | Tier 5
15582242 | 270 | Dorchester Drive | Uhland | 78640 | Mill Creek Subdivision | 29.9685 | -97.8191 | Non-Lead - Plastic | No | After 2014 |  | Non-Lead - Plastic | After 2014 |  | Non-Lead | No | No |  | Single Family Residence | No | No | No | Tier 5
15888962 | 271 | Dorchester Drive | Uhland | 78640 | Mill Creek Subdivision | 29.9687 | -97.8193 | Non-Lead - Plastic | No | After 2014 |  | Non-Lead - Plastic | After 2014 |  | Non-Lead | No | No |  | Single Family Residence | No | No | No | Tier 5
15881685 | 278 | Dorchester Drive | Uhland | 78640 | Mill Creek Subdivision | 29.9686 | -97.8191 | Non-Lead - Plastic | No | After 2014 |  | Non-Lead - Plastic | After 2014 |  | Non-Lead | No | No |  | Single Family Residence | No | No | No | Tier 5
15875861 | 279 | Dorchester Drive | Uhland | 78640 | Mill Creek Subdivision | 29.9688 | -97.8192 | Non-Lead - Plastic | No | After 2014 |  | Non-Lead - Plastic | After 2014 |  | Non-Lead | No | No |  | Single Family Residence | No | No | No | Tier 5
15987378 | 284 | Dorchester Drive | Uhland | 78640 | Mill Creek Subdivision | 29.9687 | -97.819 | Non-Lead - Plastic | No | After 2014 |  | Non-Lead - Plastic | After 2014 |  | Non-Lead | No | No |  | Single Family Residence | No | No | No | Tier 5
15885885 | 285 | Dorchester Drive | Uhland | 78640 | Mill Creek Subdivision | 29.9689 | -97.8191 | Non-Lead - Plastic | No | After 2014 |  | Non-Lead - Plastic | After 2014 |  | Non-Lead | No | No |  | Single Family Residence | No | No | No | Tier 5
15870979 | 292 | Dorchester Drive | Uhland | 78640 | Mill Creek Subdivision | 29.9688 | -97.8189 | Non-Lead - Plastic | No | After 2014 |  | Non-Lead - Plastic | After 2014 |  | Non-Lead | No | No |  | Single Family Residence | No | No | No | Tier 5
15871086 | 293 | Dorchester Drive | Uhland | 78640 | Mill Creek Subdivision | 29.9689 | -97.819 | Non-Lead - Plastic | No | After 2014 |  | Non-Lead - Plastic | After 2014 |  | Non-Lead | No | No |  | Single Family Residence | No | No | No | Tier 5
15592688 | 300 | Dorchester Drive | Uhland | 78640 | Mill Creek Subdivision | 29.9636 | -97.8158 | Non-Lead - Plastic | No | After 2014 |  | Non-Lead - Plastic | After 2014 |  | Non-Lead | No | No |  | Single Family Residence | No | No | No | Tier 5
15906370 | 301 | Dorchester Drive | Uhland | 78640 | Mill Creek Subdivision | 29.9691 | -97.819 | Non-Lead - Plastic | No | After 2014 |  | Non-Lead - Plastic | After 2014 |  | Non-Lead | No | No |  | Single Family Residence | No | No | No | Tier 5
09624845 | 308 | Dorchester Drive | Uhland | 78640 | Mill Creek Subdivision | 29.9636 | -97.8158 | Non-Lead - Plastic | No | After 2014 |  | Non-Lead - Plastic | After 2014 |  | Non-Lead | No | No |  | Single Family Residence | No | No | No | Tier 5
15506980 | 309 | Dorchester Drive | Uhland | 78640 | Mill Creek Subdivision | 29.9692 | -97.8189 | Non-Lead - Plastic | No | After 2014 |  | Non-Lead - Plastic | After 2014 |  | Non-Lead | No | No |  | Single Family Residence | No | No | No | Tier 5
15998534 | 109 | Levi Landing | Uhland | 78640 | Mill Creek Subdivision | 29.9681 | -97.8218 | Non-Lead - Plastic | No | After 2014 |  | Non-Lead - Plastic | After 2014 |  | Non-Lead | No | No |  | Single Family Residence | No | No | No | Tier 5
1647182 | 119 | Levi Landing | Uhland | 78640 | Mill Creek Subdivision/ 15998564 | 29.9681 | -97.8219 | Non-Lead - Plastic | No | After 2014 |  | Non-Lead - Plastic | After 2014 |  | Non-Lead | No | No |  | Single Family Residence | No | No | No | Tier 5
15999485 | 127 | Levi Landing | Uhland | 78640 | Mill Creek Subdivision | 29.9682 | -97.822 | Non-Lead - Plastic | No | After 2014 |  | Non-Lead - Plastic | After 2014 |  | Non-Lead | No | No |  | Single Family Residence | No | No | No | Tier 5
15998505 | 135 | Levi Landing | Uhland | 78640 | Mill Creek Subdivision | 29.9683 | -97.822 | Non-Lead - Plastic | No | After 2014 |  | Non-Lead - Plastic | After 2014 |  | Non-Lead | No | No |  | Single Family Residence | No | No | No | Tier 5
15896545 | 141 | Levi Landing | Uhland | 78640 | Mill Creek Subdivision | 29.9684 | -97.8222 | Non-Lead - Plastic | No | After 2014 |  | Non-Lead - Plastic | After 2014 |  | Non-Lead | No | No |  | Single Family Residence | No | No | No | Tier 5
15873833 | 149 | Levi Landing | Uhland | 78640 | Mill Creek Subdivision | 29.9684 | -97.8222 | Non-Lead - Plastic | No | After 2014 |  | Non-Lead - Plastic | After 2014 |  | Non-Lead | No | No |  | Single Family Residence | No | No | No | Tier 5
15914213 | 155 | Levi Landing | Uhland | 78640 | Mill Creek Subdivision | 29.9685 | -97.8224 | Non-Lead - Plastic | No | After 2014 |  | Non-Lead - Plastic | After 2014 |  | Non-Lead | No | No |  | Single Family Residence | No | No | No | Tier 5
15897953 | 157 | Levi Landing | Uhland | 78640 | Mill Creek Subdivision | 29.9686 | -97.8224 | Non-Lead - Plastic | No | After 2014 |  | Non-Lead - Plastic | After 2014 |  | Non-Lead | No | No |  | Single Family Residence | No | No | No | Tier 5
1499135 | 159 | Levi Landing | Uhland | 78640 | Mill Creek Subdivision/ 15873716 | 29.9688 | -97.8224 | Non-Lead - Plastic | No | After 2014 |  | Non-Lead - Plastic | After 2014 |  | Non-Lead | No | No |  | Single Family Residence | No | No | No | Tier 5
15872772 | 163 | Levi Landing | Uhland | 78640 | Mill Creek Subdivision | 29.9689 | -97.8223 | Non-Lead - Plastic | No | After 2014 |  | Non-Lead - Plastic | After 2014 |  | Non-Lead | No | No |  | Single Family Residence | No | No | No | Tier 5
15886483 | 168 | Levi Landing | Uhland | 78640 | Mill Creek Subdivision | 29.9686 | -97.8218 | Non-Lead - Plastic | No | After 2014 |  | Non-Lead - Plastic | After 2014 |  | Non-Lead | No | No |  | Single Family Residence | No | No | No | Tier 5
15895233 | 173 | Levi Landing | Uhland | 78640 | Mill Creek Subdivision | 29.969 | -97.8221 | Non-Lead - Plastic | No | After 2014 |  | Non-Lead - Plastic | After 2014 |  | Non-Lead | No | No |  | Single Family Residence | No | No | No | Tier 5
15524023 | 178 | Levi Landing | Uhland | 78640 | Mill Creek Subdivision | 29.9687 | -97.8217 | Non-Lead - Plastic | No | After 2014 |  | Non-Lead - Plastic | After 2014 |  | Non-Lead | No | No |  | Single Family Residence | No | No | No | Tier 5
15895200 | 181 | Levi Landing | Uhland | 78640 | Mill Creek Subdivision | 29.9691 | -97.8221 | Non-Lead - Plastic | No | After 2014 |  | Non-Lead - Plastic | After 2014 |  | Non-Lead | No | No |  | Single Family Residence | No | No | No | Tier 5
15830785 | 186 | Levi Landing | Uhland | 78640 | Mill Creek Subdivision | 29.9688 | -97.8216 | Non-Lead - Plastic | No | After 2014 |  | Non-Lead - Plastic | After 2014 |  | Non-Lead | No | No |  | Single Family Residence | No | No | No | Tier 5
15511306 | 189 | Levi Landing | Uhland | 78640 | Mill Creek Subdivision | 29.9691 | -97.8219 | Non-Lead - Plastic | No | After 2014 |  | Non-Lead - Plastic | After 2014 |  | Non-Lead | No | No |  | Single Family Residence | No | No | No | Tier 5
15879546 | 194 | Levi Landing | Uhland | 78640 | Mill Creek Subdivision | 29.9689 | -97.8216 | Non-Lead - Plastic | No | After 2014 |  | Non-Lead - Plastic | After 2014 |  | Non-Lead | No | No |  | Single Family Residence | No | No | No | Tier 5
15817909 | 197 | Levi Landing | Uhland | 78640 | Mill Creek Subdivision | 29.9692 | -97.8218 | Non-Lead - Plastic | No | After 2014 |  | Non-Lead - Plastic | After 2014 |  | Non-Lead | No | No |  | Single Family Residence | No | No | No | Tier 5
15872925 | 200 | Levi Landing | Uhland | 78640 | Mill Creek Subdivision | 29.969 | -97.8215 | Non-Lead - Plastic | No | After 2014 |  | Non-Lead - Plastic | After 2014 |  | Non-Lead | No | No |  | Single Family Residence | No | No | No | Tier 5
15918500 | 205 | Levi Landing | Uhland | 78640 | Mill Creek Subdivision | 29.9693 | -97.8217 | Non-Lead - Plastic | No | After 2014 |  | Non-Lead - Plastic | After 2014 |  | Non-Lead | No | No |  | Single Family Residence | No | No | No | Tier 5
15878827 | 208 | Levi Landing | Uhland | 78640 | Mill Creek Subdivision | 29.9691 | -97.8215 | Non-Lead - Plastic | No | After 2014 |  | Non-Lead - Plastic | After 2014 |  | Non-Lead | No | No |  | Single Family Residence | No | No | No | Tier 5
15501859 | 213 | Levi Landing | Uhland | 78640 | Mill Creek Subdivision | 29.9693 | -97.8216 | Non-Lead - Plastic | No | After 2014 |  | Non-Lead - Plastic | After 2014 |  | Non-Lead | No | No |  | Single Family Residence | No | No | No | Tier 5
15507168 | 216 | Levi Landing | Uhland | 78640 | Mill Creek Subdivision | 29.9692 | -97.8214 | Non-Lead - Plastic | No | After 2014 |  | Non-Lead - Plastic | After 2014 |  | Non-Lead | No | No |  | Single Family Residence | No | No | No | Tier 5
15877039 | 221 | Levi Landing | Uhland | 78640 | Mill Creek Subdivision | 29.9695 | -97.8216 | Non-Lead - Plastic | No | After 2014 |  | Non-Lead - Plastic | After 2014 |  | Non-Lead | No | No |  | Single Family Residence | No | No | No | Tier 5
15998685 | 224 | Levi Landing | Uhland | 78640 | Mill Creek Subdivision | 29.9693 | -97.8213 | Non-Lead - Plastic | No | After 2014 |  | Non-Lead - Plastic | After 2014 |  | Non-Lead | No | No |  | Single Family Residence | No | No | No | Tier 5
15870397 | 229 | Levi Landing | Uhland | 78640 | Mill Creek Subdivision | 29.9696 | -97.8215 | Non-Lead - Plastic | No | After 2014 |  | Non-Lead - Plastic | After 2014 |  | Non-Lead | No | No |  | Single Family Residence | No | No | No | Tier 5
15536570 | 233 | Levi Landing | Uhland | 78640 | Mill Creek Subdivision/ 15522478 | 29.9696 | -97.8214 | Non-Lead - Plastic | No | After 2014 |  | Non-Lead - Plastic | After 2014 |  | Non-Lead | No | No |  | Single Family Residence | No | No | No | Tier 5
15526290 | 235 | Levi Landing | Uhland | 78640 | Mill Creek Subdivision | 29.9696 | -97.8213 | Non-Lead - Plastic | No | After 2014 |  | Non-Lead - Plastic | After 2014 |  | Non-Lead | No | No |  | Single Family Residence | No | No | No | Tier 5
15539930 | 239 | Levi Landing | Uhland | 78640 | Mill Creek Subdivision | 29.9696 | -97.8211 | Non-Lead - Plastic | No | After 2014 |  | Non-Lead - Plastic | After 2014 |  | Non-Lead | No | No |  | Single Family Residence | No | No | No | Tier 5
15541721 | 243 | Levi Landing | Uhland | 78640 | Mill Creek Subdivision | 29.9695 | -97.821 | Non-Lead - Plastic | No | After 2014 |  | Non-Lead - Plastic | After 2014 |  | Non-Lead | No | No |  | Single Family Residence | No | No | No | Tier 5
15916658 | 259 | Levi Landing | Uhland | 78640 | Mill Creek Subdivision | 29.9694 | -97.8209 | Non-Lead - Plastic | No | After 2014 |  | Non-Lead - Plastic | After 2014 |  | Non-Lead | No | No |  | Single Family Residence | No | No | No | Tier 5
15528807 | 152 | Andover Lane | Uhland | 78640 | Mill Creek Subdivision | 29.9676 | -97.8217 | Non-Lead - Plastic | No | After 2014 |  | Non-Lead - Plastic | After 2014 |  | Non-Lead | No | No |  | Single Family Residence | No | No | No | Tier 5
15525006 | 160 | Andover Lane | Uhland | 78640 | Mill Creek Subdivision | 29.9676 | -97.8216 | Non-Lead - Plastic | No | After 2014 |  | Non-Lead - Plastic | After 2014 |  | Non-Lead | No | No |  | Single Family Residence | No | No | No | Tier 5
15999504 | 168 | Andover Lane | Uhland | 78640 | Mill Creek Subdivision | 29.9678 | -97.8216 | Non-Lead - Plastic | No | After 2014 |  | Non-Lead - Plastic | After 2014 |  | Non-Lead | No | No |  | Single Family Residence | No | No | No | Tier 5
15506886 | 174 | Andover Lane | Uhland | 78640 | Mill Creek Subdivision | 29.9678 | -97.8214 | Non-Lead - Plastic | No | After 2014 |  | Non-Lead - Plastic | After 2014 |  | Non-Lead | No | No |  | Single Family Residence | No | No | No | Tier 5
15596782 | 182 | Andover Lane | Uhland | 78640 | Mill Creek Subdivision\ 15511085 | 29.9679 | -97.8214 | Non-Lead - Plastic | No | After 2014 |  | Non-Lead - Plastic | After 2014 |  | Non-Lead | No | No |  | Single Family Residence | No | No | No | Tier 5
15528579 | 190 | Andover Lane | Uhland | 78640 | Mill Creek Subdivision | 29.968 | -97.8213 | Non-Lead - Plastic | No | After 2014 |  | Non-Lead - Plastic | After 2014 |  | Non-Lead | No | No |  | Single Family Residence | No | No | No | Tier 5
15501439 | 193 | Andover Lane | Uhland | 78640 | Mill Creek Subdivision | 29.9683 | -97.8215 | Non-Lead - Plastic | No | After 2014 |  | Non-Lead - Plastic | After 2014 |  | Non-Lead | No | No |  | Single Family Residence | No | No | No | Tier 5
15998315 | 198 | Andover Lane | Uhland | 78640 | Mill Creek Subdivision | 29.968 | 97.8212 | Non-Lead - Plastic | No | After 2014 |  | Non-Lead - Plastic | After 2014 |  | Non-Lead | No | No |  | Single Family Residence | No | No | No | Tier 5
15541243 | 201 | Andover Lane | Uhland | 78640 | Mill Creek Subdivision | 29.9683 | -97.8214 | Non-Lead - Plastic | No | After 2014 |  | Non-Lead - Plastic | After 2014 |  | Non-Lead | No | No |  | Single Family Residence | No | No | No | Tier 5
15511792 | 204 | Andover Lane | Uhland | 78640 | Mill Creek Subdivision | 29.9681 | -97.821 | Non-Lead - Plastic | No | After 2014 |  | Non-Lead - Plastic | After 2014 |  | Non-Lead | No | No |  | Single Family Residence | No | No | No | Tier 5
15500333 | 209 | Andover Lane | Uhland | 78640 | Mill Creek Subdivision | 29.9685 | -97.8213 | Non-Lead - Plastic | No | After 2014 |  | Non-Lead - Plastic | After 2014 |  | Non-Lead | No | No |  | Single Family Residence | No | No | No | Tier 5
15523751 | 212 | Andover Lane | Uhland | 78640 | Mill Creek Subdivision | 29.9682 | -97.821 | Non-Lead - Plastic | No | After 2014 |  | Non-Lead - Plastic | After 2014 |  | Non-Lead | No | No |  | Single Family Residence | No | No | No | Tier 5
15542798 | 217 | Andover Lane | Uhland | 78640 | Mill Creek Subdivision | 29.9685 | -97.8212 | Non-Lead - Plastic | No | After 2014 |  | Non-Lead - Plastic | After 2014 |  | Non-Lead | No | No |  | Single Family Residence | No | No | No | Tier 5
15508529 | 220 | Andover Lane | Uhland | 78640 | Mill Creek Subdivision | 29.9682 | -97.8209 | Non-Lead - Plastic | No | After 2014 |  | Non-Lead - Plastic | After 2014 |  | Non-Lead | No | No |  | Single Family Residence | No | No | No | Tier 5
15511547 | 225 | Andover Lane | Uhland | 78640 | Mill Creek Subdivision | 29.9686 | -97.8211 | Non-Lead - Plastic | No | After 2014 |  | Non-Lead - Plastic | After 2014 |  | Non-Lead | No | No |  | Single Family Residence | No | No | No | Tier 5
15500616 | 228 | Andover Lane | Uhland | 78640 | Mill Creek Subdivision | 29.9683 | -97.8207 | Non-Lead - Plastic | No | After 2014 |  | Non-Lead - Plastic | After 2014 |  | Non-Lead | No | No |  | Single Family Residence | No | No | No | Tier 5
15511568 | 231 | Andover Lane | Uhland | 78640 | Mill Creek Subdivision | 29.9687 | -97.821 | Non-Lead - Plastic | No | After 2014 |  | Non-Lead - Plastic | After 2014 |  | Non-Lead | No | No |  | Single Family Residence | No | No | No | Tier 5
15510823 | 236 | Andover Lane | Uhland | 78640 | Mill Creek Subdivision | 29.9684 | -97.8207 | Non-Lead - Plastic | No | After 2014 |  | Non-Lead - Plastic | After 2014 |  | Non-Lead | No | No |  | Single Family Residence | No | No | No | Tier 5
15905979 | 239 | Andover Lane | Uhland | 78640 | Mill Creek Subdivision | 29.9687 | -97.8209 | Non-Lead - Plastic | No | After 2014 |  | Non-Lead - Plastic | After 2014 |  | Non-Lead | No | No |  | Single Family Residence | No | No | No | Tier 5
15999473 | 242 | Andover Lane | Uhland | 78640 | Mill Creek Subdivision | 29.9684 | -97.8206 | Non-Lead - Plastic | No | After 2014 |  | Non-Lead - Plastic | After 2014 |  | Non-Lead | No | No |  | Single Family Residence | No | No | No | Tier 5
15541161 | 249 | Andover Lane | Uhland | 78640 | Mill Creek Subdivision | 29.9688 | -97.8208 | Non-Lead - Plastic | No | After 2014 |  | Non-Lead - Plastic | After 2014 |  | Non-Lead | No | No |  | Single Family Residence | No | No | No | Tier 5
15508762 | 250 | Andover Lane | Uhland | 78640 | Mill Creek Subdivision | 29.9685 | -97.8205 | Non-Lead - Plastic | No | After 2014 |  | Non-Lead - Plastic | After 2014 |  | Non-Lead | No | No |  | Single Family Residence | No | No | No | Tier 5
15512203 | 258 | Andover Lane | Uhland | 78640 | Mill Creek Subdivision | 29.9686 | -97.8204 | Non-Lead - Plastic | No | After 2014 |  | Non-Lead - Plastic | After 2014 |  | Non-Lead | No | No |  | Single Family Residence | No | No | No | Tier 5
15505752 | 266 | Andover Lane | Uhland | 78640 | Mill Creek Subdivision | 29.9687 | -97.8203 | Non-Lead - Plastic | No | After 2014 |  | Non-Lead - Plastic | After 2014 |  | Non-Lead | No | No |  | Single Family Residence | No | No | No | Tier 5
15927318 | 272 | Andover Lane | Uhland | 78640 | Mill Creek Subdivision/ 15511574 | 29.9687 | -97.8202 | Non-Lead - Plastic | No | After 2014 |  | Non-Lead - Plastic | After 2014 |  | Non-Lead | No | No |  | Single Family Residence | No | No | No | Tier 5
15510713 | 280 | Andover Lane | Uhland | 78640 | Mill Creek Subdivision | 29.9687 | -97.8202 | Non-Lead - Plastic | No | After 2014 |  | Non-Lead - Plastic | After 2014 |  | Non-Lead | No | No |  | Single Family Residence | No | No | No | Tier 5
15998680 | 287 | Andover Lane | Uhland | 78640 | Mill Creek Subdivision | 29.9692 | -97.8203 | Non-Lead - Plastic | No | After 2014 |  | Non-Lead - Plastic | After 2014 |  | Non-Lead | No | No |  | Single Family Residence | No | No | No | Tier 5
15506881 | 288 | Andover Lane | Uhland | 78640 | Mill Creek Subdivision | 29.9689 | -97.8199 | Non-Lead - Plastic | No | After 2014 |  | Non-Lead - Plastic | After 2014 |  | Non-Lead | No | No |  | Single Family Residence | No | No | No | Tier 5
1440704 | 296 | Andover Lane | Uhland | 78640 | Mill Creek Subdivision/ 15511480 | 29.969 | -97.82 | Non-Lead - Plastic | No | After 2014 |  | Non-Lead - Plastic | After 2014 |  | Non-Lead | No | No |  | Single Family Residence | No | No | No | Tier 5
15897554 | 297 | Andover Lane | Uhland | 78640 | Mill Creek Subdivision | 29.9693 | -97.8202 | Non-Lead - Plastic | No | After 2014 |  | Non-Lead - Plastic | After 2014 |  | Non-Lead | No | No |  | Single Family Residence | No | No | No | Tier 5
15511479 | 304 | Andover Lane | Uhland | 78640 | Mill Creek Subdivision | 29.9691 | -97.8198 | Non-Lead - Plastic | No | After 2014 |  | Non-Lead - Plastic | After 2014 |  | Non-Lead | No | No |  | Single Family Residence | No | No | No | Tier 5
15554770 | 305 | Andover Lane | Uhland | 78640 | Mill Creek Subdivision | 29.9693 | -97.8201 | Non-Lead - Plastic | No | After 2014 |  | Non-Lead - Plastic | After 2014 |  | Non-Lead | No | No |  | Single Family Residence | No | No | No | Tier 5
15505192 | 310 | Andover Lane | Uhland | 78640 | Mill Creek Subdivision | 29.9691 | -97.8197 | Non-Lead - Plastic | No | After 2014 |  | Non-Lead - Plastic | After 2014 |  | Non-Lead | No | No |  | Single Family Residence | No | No | No | Tier 5
1438750 | 315 | Andover Lane | Uhland | 78640 | Mill Creek Subdivision/ 15549414 | 29.9695 | -97.8218 | Non-Lead - Plastic | No | After 2014 |  | Non-Lead - Plastic | After 2014 |  | Non-Lead | No | No |  | Single Family Residence | No | No | No | Tier 5
15890062 | 318 | Andover Lane | Uhland | 78640 | Mill Creek Subdivision | 29.9692 | -97.8196 | Non-Lead - Plastic | No | After 2014 |  | Non-Lead - Plastic | After 2014 |  | Non-Lead | No | No |  | Single Family Residence | No | No | No | Tier 5
15850395 | 325 | Andover Lane | Uhland | 78640 | Mill Creek Subdivision | 29.9696 | -97.8199 | Non-Lead - Plastic | No | After 2014 |  | Non-Lead - Plastic | After 2014 |  | Non-Lead | No | No |  | Single Family Residence | No | No | No | Tier 5
15881607 | 326 | Andover Lane | Uhland | 78640 | Mill Creek Subdivision | 29.9692 | -97.8195 | Non-Lead - Plastic | No | After 2014 |  | Non-Lead - Plastic | After 2014 |  | Non-Lead | No | No |  | Single Family Residence | No | No | No | Tier 5
15511291 | 334 | Andover Lane | Uhland | 78640 | Mill Creek Subdivision | 29.9693 | -97.8194 | Non-Lead - Plastic | No | After 2014 |  | Non-Lead - Plastic | After 2014 |  | Non-Lead | No | No |  | Single Family Residence | No | No | No | Tier 5
15532775 | 335 | Andover Lane | Uhland | 78640 | Mill Creek Subdivision | 29.9696 | -97.8198 | Non-Lead - Plastic | No | After 2014 |  | Non-Lead - Plastic | After 2014 |  | Non-Lead | No | No |  | Single Family Residence | No | No | No | Tier 5
15506936 | 340 | Andover Lane | Uhland | 78640 | Mill Creek Subdivision | 29.9694 | -97.8193 | Non-Lead - Plastic | No | After 2014 |  | Non-Lead - Plastic | After 2014 |  | Non-Lead | No | No |  | Single Family Residence | No | No | No | Tier 5
15505165 | 343 | Andover Lane | Uhland | 78640 | Mill Creek Subdivision | 29.9698 | -97.8196 | Non-Lead - Plastic | No | After 2014 |  | Non-Lead - Plastic | After 2014 |  | Non-Lead | No | No |  | Single Family Residence | No | No | No | Tier 5
15519346 | 350 | Andover Lane | Uhland | 78640 | Mill Creek Subdivision | 29.9694 | -97.8192 | Non-Lead - Plastic | No | After 2014 |  | Non-Lead - Plastic | After 2014 |  | Non-Lead | No | No |  | Single Family Residence | No | No | No | Tier 5
15511654 | 355 | Andover Lane | Uhland | 78640 | Mill Creek Subdivision | 29.9698 | -97.8195 | Non-Lead - Plastic | No | After 2014 |  | Non-Lead - Plastic | After 2014 |  | Non-Lead | No | No |  | Single Family Residence | No | No | No | Tier 5
15511962 | 369 | Andover Lane | Uhland | 78640 | Mill Creek Subdivision | 29.97 | -97.8194 | Non-Lead - Plastic | No | After 2014 |  | Non-Lead - Plastic | After 2014 |  | Non-Lead | No | No |  | Single Family Residence | No | No | No | Tier 5
15507070 | 370 | Andover Lane | Uhland | 78640 | Mill Creek Subdivision | 29.9697 | -97.8189 | Non-Lead - Plastic | No | After 2014 |  | Non-Lead - Plastic | After 2014 |  | Non-Lead | No | No |  | Single Family Residence | No | No | No | Tier 5
15987919 | 378 | Andover Lane | Uhland | 78640 | Mill Creek Subdivision | 29.9719 | -97.8212 | Non-Lead - Plastic | No | After 2014 |  | Non-Lead - Plastic | After 2014 |  | Non-Lead | No | No |  | Single Family Residence | No | No | No | Tier 5
15507037 | 385 | Andover Lane | Uhland | 78640 | Mill Creek Subdivision | 29.9701 | -97.8193 | Non-Lead - Plastic | No | After 2014 |  | Non-Lead - Plastic | After 2014 |  | Non-Lead | No | No |  | Single Family Residence | No | No | No | Tier 5
15913701 | 388 | Andover Lane | Uhland | 78640 | Mill Creek Subdivision | 29.97 | -97.8187 | Non-Lead - Plastic | No | After 2014 |  | Non-Lead - Plastic | After 2014 |  | Non-Lead | No | No |  | Single Family Residence | No | No | No | Tier 5
15504554 | 393 | Andover Lane | Uhland | 78640 | Mill Creek Subdivision | 29.9708 | -97.825 | Non-Lead - Plastic | No | After 2014 |  | Non-Lead - Plastic | After 2014 |  | Non-Lead | No | No |  | Single Family Residence | No | No | No | Tier 5
15918027 | 398 | Andover Lane | Uhland | 78640 | Mill Creek Subdivision | 29.9702 | -97.8186 | Non-Lead - Plastic | No | After 2014 |  | Non-Lead - Plastic | After 2014 |  | Non-Lead | No | No |  | Single Family Residence | No | No | No | Tier 5
15512099 | 399 | Andover Lane | Uhland | 78640 | Mill Creek Subdivision | 29.9704 | -97.8191 | Non-Lead - Plastic | No | After 2014 |  | Non-Lead - Plastic | After 2014 |  | Non-Lead | No | No |  | Single Family Residence | No | No | No | Tier 5
15508941 | 404 | Andover Lane | Uhland | 78640 | Mill Creek Subdivision | 29.9704 | -97.8186 | Non-Lead - Plastic | No | After 2014 |  | Non-Lead - Plastic | After 2014 |  | Non-Lead | No | No |  | Single Family Residence | No | No | No | Tier 5
15506577 | 405 | Andover Lane | Uhland | 78640 | Mill Creek Subdivision | 29.9705 | -97.8189 | Non-Lead - Plastic | No | After 2014 |  | Non-Lead - Plastic | After 2014 |  | Non-Lead | No | No |  | Single Family Residence | No | No | No | Tier 5
15507208 | 187 | Dorchester Drive | Uhland | 78640 | Mill Creek Subdivision/ 20372355 | 29.9631 | -97.8167 | Non-Lead - Plastic | No | After 2014 |  | Non-Lead - Plastic | After 2014 |  | Non-Lead | No | No |  | Single Family Residence | No | No | No | Tier 5
15507251 | 195 | Dorchester Drive | Uhland | 78640 | Mill Creek Subdivision/ 20372354 | 29.9584 | -97.8129 | Non-Lead - Plastic | No | After 2014 |  | Non-Lead - Plastic | After 2014 |  | Non-Lead | No | No |  | Single Family Residence | No | No | No | Tier 5
15507516 | 233 | Dorchester Drive | Uhland | 78640 | Mill Creek Subdivision/ 20372403 | 29.9684 | -97.8199 | Non-Lead - Plastic | No | After 2014 |  | Non-Lead - Plastic | After 2014 |  | Non-Lead | No | No |  | Single Family Residence | No | No | No | Tier 5
15909178 | 241 | Dorchester Drive | Uhland | 78640 | Mill Creek Subdivision/ 20372402 | 29.9685 | -97.8198 | Non-Lead - Plastic | No | After 2014 |  | Non-Lead - Plastic | After 2014 |  | Non-Lead | No | No |  | Single Family Residence | No | No | No | Tier 5
15973798 | 415 | Euclid Lane | Uhland | 78640 | Mill Creek Subdivision | 29.9685 | -97.8184 | Non-Lead - Plastic | No | After 2014 |  | Non-Lead - Plastic | After 2014 |  | Non-Lead | No | No |  | Single Family Residence | No | No | No | Tier 5
15675365 | 425 | Euclid Lane | Uhland | 78640 | Mill Creek Subdivision | 29.9686 | -97.8183 | Non-Lead - Plastic | No | After 2014 |  | Non-Lead - Plastic | After 2014 |  | Non-Lead | No | No |  | Single Family Residence | No | No | No | Tier 5
15639271 | 251 | Levi Landing | Uhland | 78640 | Mill Creek Subdivision | 29.9692 | -97.8212 | Non-Lead - Plastic | No | After 2014 |  | Non-Lead - Plastic | After 2014 |  | Non-Lead | No | No |  | Single Family Residence | No | No | No | Tier 5
09680131 | 286 | San Vincente Road | Uhland | 78640 | Monte Sagrado | 29.9718 | -97.7644 | Non-Lead - Plastic | No | After 2014 |  | Non-Lead - Plastic | After 2014 |  | Non-Lead | No | No |  | Single Family Residence | No | No | No | Tier 5
09669733 | 260 | San Vincente Road | Uhland | 78640 | Monte Sagrado | 29.9715 | -97.7641 | Non-Lead - Plastic | No | After 2014 |  | Non-Lead - Plastic | After 2014 |  | Non-Lead | No | No |  | Single Family Residence | No | No | No | Tier 5
3967602 | 120 | San Vincente Road | Uhland | 78640 | Monte Sagrado | 29.9691 | -97.7639 | Non-Lead - Plastic | No | After 2014 |  | Non-Lead - Plastic | After 2014 |  | Non-Lead | No | No |  | Single Family Residence | No | No | No | Tier 5
3808700 | 253 | Santa Teresa Rd | Uhland | 78640 | Monte Sagrado | 29.9705 | -97.7685 | Non-Lead - Plastic | No | After 2014 |  | Non-Lead - Plastic | After 2014 |  | Non-Lead | No | No |  | Single Family Residence | No | No | No | Tier 5
3891799 | 335 | Santa Teresa Rd | Uhland | 78640 | Monte Sagrado | 29.9716 | -97.7689 | Non-Lead - Plastic | No | After 2014 |  | Non-Lead - Plastic | After 2014 |  | Non-Lead | No | No |  | Single Family Residence | No | No | No | Tier 5
09753774 | 449 | Santa Teresa Rd | Uhland | 78640 | Monte Sagrado | 29.9734 | -97.7688 | Non-Lead - Plastic | No | After 2014 |  | Non-Lead - Plastic | After 2014 |  | Non-Lead | No | No |  | Single Family Residence | No | No | No | Tier 5
3967595 | 475 | Santa Teresa Rd | Uhland | 78640 | Monte Sagrado | 29.9737 | -97.7686 | Non-Lead - Plastic | No | After 2014 |  | Non-Lead - Plastic | After 2014 |  | Non-Lead | No | No |  | Single Family Residence | No | No | No | Tier 5
09748593 | 543 | Santa Teresa Rd | Uhland | 78640 | Monte Sagrado | 29.9743 | -97.7673 | Non-Lead - Plastic | No | After 2014 |  | Non-Lead - Plastic | After 2014 |  | Non-Lead | No | No |  | Single Family Residence | No | No | No | Tier 5
3967166 | 611 | Santa Teresa Rd | Uhland | 78640 | Monte Sagrado | 29.9742 | -97.766 | Non-Lead - Plastic | No | After 2014 |  | Non-Lead - Plastic | After 2014 |  | Non-Lead | No | No |  | Single Family Residence | No | No | No | Tier 5
9670631 | 639 | Santa Teresa rd | Uhland | 78640 | Monte Sagrado | 29.9605 | -97.797 | Non-Lead - Plastic | No | After 2014 |  | Non-Lead - Plastic | After 2014 |  | Non-Lead | No | No |  | Single Family Residence | No | No | No | Tier 5
09758464 | 665 | Santa Teresa Rd | Uhland | 78640 | Monte Sagrado | 29.9744 | -97.7651 | Non-Lead - Plastic | No | After 2014 |  | Non-Lead - Plastic | After 2014 |  | Non-Lead | No | No |  | Single Family Residence | No | No | No | Tier 5
3738384 | 550 | Santa Teresa | Uhland | 78640 | Monte Sagrado | 29.9988 | -97.8821 | Non-Lead - Plastic | No | After 2014 |  | Non-Lead - Plastic | After 2014 |  | Non-Lead | No | No |  | Single Family Residence | No | No | No | Tier 5
3882627 | 100 | San Pedro | Uhland | 78640 | Monte Sagrado | 29.9708 | -97.7675 | Non-Lead - Plastic | No | After 2014 |  | Non-Lead - Plastic | After 2014 |  | Non-Lead | No | No |  | Single Family Residence | No | No | No | Tier 5
3882601 | 168 | San Pedro | Uhland | 78640 | Monte Sagrado | 29.971 | -97.7668 | Non-Lead - Plastic | No | After 2014 |  | Non-Lead - Plastic | After 2014 |  | Non-Lead | No | No |  | Single Family Residence | No | No | No | Tier 5
15604165 | 264 | San Pedro Rd, | Uhland | 78640 | Monte Sagrado | 29.9713 | -97.7653 | Non-Lead - Plastic | No | After 2014 |  | Non-Lead - Plastic | After 2014 |  | Non-Lead | No | No |  | Single Family Residence | No | No | No | Tier 5
09755352 | 288 | San Pedro Rd | Uhland | 78640 | Monte Sagrado | 29.9716 | -97.7649 | Non-Lead - Plastic | No | After 2014 |  | Non-Lead - Plastic | After 2014 |  | Non-Lead | No | No |  | Single Family Residence | No | No | No | Tier 5
3856139 | 185 | San Vicente Rd | Uhland | 78640 | Monte Sagrado | 29.9616 | -97.7938 | Non-Lead - Plastic | No | After 2014 |  | Non-Lead - Plastic | After 2014 |  | Non-Lead | No | No |  | Single Family Residence | No | No | No | Tier 5
3727586 | 255 | San Fernando Rd | Uhland | 78640 | Monte Sagrado | 29.9702 | -97.7651 | Non-Lead - Plastic | No | After 2014 |  | Non-Lead - Plastic | After 2014 |  | Non-Lead | No | No |  | Single Family Residence | No | No | No | Tier 5
3802219 | 201 | San Fernando Rd | Uhland | 78640 | Monte Sagrado | 29.97 | -97.7661 | Non-Lead - Plastic | No | After 2014 |  | Non-Lead - Plastic | After 2014 |  | Non-Lead | No | No |  | Single Family Residence | No | No | No | Tier 5
3963381 | 145 | San Fernando Rd | Uhland | 78640 | Monte Sagrado | 29.9698 | -97.7671 | Non-Lead - Plastic | No | After 2014 |  | Non-Lead - Plastic | After 2014 |  | Non-Lead | No | No |  | Single Family Residence | No | No | No | Tier 5
3962779 | 145 | Santa Teresa | Uhland | 78640 | Monte Sagrado | 29.969 | -97.7683 | Non-Lead - Plastic | No | After 2014 |  | Non-Lead - Plastic | After 2014 |  | Non-Lead | No | No |  | Single Family Residence | No | No | No | Tier 5
3931345 | 175 | Santa Teresa | Uhland | 78640 | Monte Sagrado | 29.9694 | -97.7682 | Non-Lead - Plastic | No | After 2014 |  | Non-Lead - Plastic | After 2014 |  | Non-Lead | No | No |  | Single Family Residence | No | No | No | Tier 5
3874502 | 199 | Santa Teresa | Uhland | 78640 | Monte Sagrado | 29.9697 | -97.7683 | Non-Lead - Plastic | No | After 2014 |  | Non-Lead - Plastic | After 2014 |  | Non-Lead | No | No |  | Single Family Residence | No | No | No | Tier 5
09761590 | 191 | San Pedro Rd | Uhland | 78640 | Monte Sagrado | 29.9718 | -97.7666 | Non-Lead - Plastic | No | After 2014 |  | Non-Lead - Plastic | After 2014 |  | Non-Lead | No | No |  | Single Family Residence | No | No | No | Tier 5
09784330 | 167 | San Pedro Rd | Uhland | 78640 | Monte Sagrado | 29.9719 | -97.767 | Non-Lead - Plastic | No | After 2014 |  | Non-Lead - Plastic | After 2014 |  | Non-Lead | No | No |  | Single Family Residence | No | No | No | Tier 5
3963218 | 101 | San Pedro Rd | Uhland | 78640 | Monte Sagrado | 29.9714 | -97.7682 | Non-Lead - Plastic | No | After 2014 |  | Non-Lead - Plastic | After 2014 |  | Non-Lead | No | No |  | Single Family Residence | No | No | No | Tier 5
09755191 | 572 | Santa Teresa | Uhland | 78640 | Monte Sagrado | 29.9734 | -97.7664 | Non-Lead - Plastic | No | After 2014 |  | Non-Lead - Plastic | After 2014 |  | Non-Lead | No | No |  | Single Family Residence | No | No | No | Tier 5
09679719 | 168 | San Vincente Rd | Uhland | 78640 | Monte Sagrado | 29.9697 | -97.7675 | Non-Lead - Plastic | No | After 2014 |  | Non-Lead - Plastic | After 2014 |  | Non-Lead | No | No |  | Single Family Residence | No | No | No | Tier 5
9745941 | 274 | San Fernando Rd | Uhland | 78640 | Monte Sagrado | 29.9693 | -97.7646 | Non-Lead - Plastic | No | After 2014 |  | Non-Lead - Plastic | After 2014 |  | Non-Lead | No | No |  | Single Family Residence | No | No | No | Tier 5
3962722 | 220 | San Fernando Rd. | Uhland | 78640 | Monte Sagrado | 29.9693 | -97.7656 | Non-Lead - Plastic | No | After 2014 |  | Non-Lead - Plastic | After 2014 |  | Non-Lead | No | No |  | Single Family Residence | No | No | No | Tier 5
09757414 | 110 | San Fernando Rd | Uhland | 78640 | Monte Sagrado | 29.9691 | -97.7673 | Non-Lead - Plastic | No | After 2014 |  | Non-Lead - Plastic | After 2014 |  | Non-Lead | No | No |  | Single Family Residence | No | No | No | Tier 5
3964021 | 170 | San Fernando Rd | Uhland | 78640 | Monte Sagrado | 29.9692 | -97.7664 | Non-Lead - Plastic | No | After 2014 |  | Non-Lead - Plastic | After 2014 |  | Non-Lead | No | No |  | Single Family Residence | No | No | No | Tier 5
9746548 | 104 unit 102 | Creekside Trl | Kyle | 78640 | Outpost Subdivision/ 3891191 | 29.9734 | -97.8579 | Non-Lead - Plastic | No | After 2014 |  | Non-Lead - Plastic | After 2014 |  | Non-Lead | No | No |  | Single Family Residence | No | No | No | Tier 5
3891148 | 104 unit 103 | Creekside trl | Kyle | 78640 | Outpost Subdivision | 29.9734 | -97.8579 | Non-Lead - Plastic | No | After 2014 |  | Non-Lead - Plastic | After 2014 |  | Non-Lead | No | No |  | Single Family Residence | No | No | No | Tier 5
3891156 | 104 unit 104 | Creekside Trl | Kyle | 78640 | Outpost Subdivision | 29.9734 | -97.8579 | Non-Lead - Plastic | No | After 2014 |  | Non-Lead - Plastic | After 2014 |  | Non-Lead | No | No |  | Single Family Residence | No | No | No | Tier 5
3922863 | 104 unit 201 | Creekside Trl | Kyle | 78640 | Outpost Subdivision | 29.9734 | -97.8579 | Non-Lead - Plastic | No | After 2014 |  | Non-Lead - Plastic | After 2014 |  | Non-Lead | No | No |  | Single Family Residence | No | No | No | Tier 5
3889332 | 104 unit 202 | Creekside Trl | Kyle | 78640 | Outpost Subdivision | 29.9734 | -97.8579 | Non-Lead - Plastic | No | After 2014 |  | Non-Lead - Plastic | After 2014 |  | Non-Lead | No | No |  | Single Family Residence | No | No | No | Tier 5
15250909 | 104 unit 203 | Creekside trl | Kyle | 78640 | Outpost Subdivision / 3889356 | 29.9734 | -97.8579 | Non-Lead - Plastic | No | After 2014 |  | Non-Lead - Plastic | After 2014 |  | Non-Lead | No | No |  | Single Family Residence | No | No | No | Tier 5
3889300 | 104 unit 204 | Creekside Trl | Kyle | 78640 | Outpost Subdivision | 29.9734 | -97.8579 | Non-Lead - Plastic | No | After 2014 |  | Non-Lead - Plastic | After 2014 |  | Non-Lead | No | No |  | Single Family Residence | No | No | No | Tier 5
3891206 | 104 unit 101 | Creekside Trl | Kyle | 78640 | Outpost Subdivision | 29.9734 | -97.8579 | Non-Lead - Plastic | No | After 2014 |  | Non-Lead - Plastic | After 2014 |  | Non-Lead | No | No |  | Single Family Residence | No | No | No | Tier 5
3801306 | 104 unit 302 | Creekside Trl | Kyle | 78640 | Outpost Subdivision | 29.9734 | -97.8579 | Non-Lead - Plastic | No | After 2014 |  | Non-Lead - Plastic | After 2014 |  | Non-Lead | No | No |  | Single Family Residence | No | No | No | Tier 5
3802361 | 104 unit 301 | Creekside Trl | Kyle | 78640 | Outpost Subdivision | 29.9734 | -97.8579 | Non-Lead - Plastic | No | After 2014 |  | Non-Lead - Plastic | After 2014 |  | Non-Lead | No | No |  | Single Family Residence | No | No | No | Tier 5
3795996 | 104 unit 304 | Creekside Trail | Kyle | 78640 | Outpost Subdivision | 29.9734 | -97.8579 | Non-Lead - Plastic | No | After 2014 |  | Non-Lead - Plastic | After 2014 |  | Non-Lead | No | No |  | Single Family Residence | No | No | No | Tier 5
3795980 | 104 unit 303 | Creekside trl | Kyle | 78640 | Outpost Subdivision | 29.9734 | -97.8579 | Non-Lead - Plastic | No | After 2014 |  | Non-Lead - Plastic | After 2014 |  | Non-Lead | No | No |  | Single Family Residence | No | No | No | Tier 5
3808500 | 104 unit 401 | Creekside Trl | Kyle | 78640 | Outpost Subdivision | 29.9734 | -97.8579 | Non-Lead - Plastic | No | After 2014 |  | Non-Lead - Plastic | After 2014 |  | Non-Lead | No | No |  | Single Family Residence | No | No | No | Tier 5
3802391 | 104 unit 402 | Creekside Trail | Kyle | 78640 | Outpost Subdivision | 29.9734 | -97.8579 | Non-Lead - Plastic | No | After 2014 |  | Non-Lead - Plastic | After 2014 |  | Non-Lead | No | No |  | Single Family Residence | No | No | No | Tier 5
3809209 | 104 unit 403 | Creekside Trl | Kyle | 78640 | Outpost Subdivision | 29.9734 | -97.8579 | Non-Lead - Plastic | No | After 2014 |  | Non-Lead - Plastic | After 2014 |  | Non-Lead | No | No |  | Single Family Residence | No | No | No | Tier 5
3809000 | 104 unit 404 | Creekside Trl | Kyle | 78640 | Outpost Subdivision | 29.9734 | -97.8579 | Non-Lead - Plastic | No | After 2014 |  | Non-Lead - Plastic | After 2014 |  | Non-Lead | No | No |  | Single Family Residence | No | No | No | Tier 5
3802420 | 104 unit 501 | Creekside Trl | Kyle | 78640 | Outpost Subdivision | 29.9734 | -97.8579 | Non-Lead - Plastic | No | After 2014 |  | Non-Lead - Plastic | After 2014 |  | Non-Lead | No | No |  | Single Family Residence | No | No | No | Tier 5
1690757 | 104 unit 502 | Creekside Trl | Kyle | 78640 | Outpost Subdivision/ 3809088 | 29.9734 | -97.8579 | Non-Lead - Plastic | No | After 2014 |  | Non-Lead - Plastic | After 2014 |  | Non-Lead | No | No |  | Single Family Residence | No | No | No | Tier 5
3889519 | 104 unit 503 | Creekside Trl | Kyle | 78640 | Outpost Subdivision | 29.9734 | -97.8579 | Non-Lead - Plastic | No | After 2014 |  | Non-Lead - Plastic | After 2014 |  | Non-Lead | No | No |  | Single Family Residence | No | No | No | Tier 5
3880994 | 104 unit 504 | Creekside Trl | Kyle | 78640 | Outpost Subdivision | 29.9734 | -97.8579 | Non-Lead - Plastic | No | After 2014 |  | Non-Lead - Plastic | After 2014 |  | Non-Lead | No | No |  | Single Family Residence | No | No | No | Tier 5
3918669 | 104 unit 601 | Creekside Trl | Kyle | 78640 | Outpost Subdivision | 29.9734 | -97.8579 | Non-Lead - Plastic | No | After 2014 |  | Non-Lead - Plastic | After 2014 |  | Non-Lead | No | No |  | Single Family Residence | No | No | No | Tier 5
9747774 | 104 unit 602 | Creekside Trl | Kyle | 78640 | Outpost Subdivision/ 3918410 | 29.9734 | -97.8579 | Non-Lead - Plastic | No | After 2014 |  | Non-Lead - Plastic | After 2014 |  | Non-Lead | No | No |  | Single Family Residence | No | No | No | Tier 5
3793485 | 104 unit 603 | Creekside Trl | Kyle | 78640 | Outpost Subdivision | 29.9734 | -97.8579 | Non-Lead - Plastic | No | After 2014 |  | Non-Lead - Plastic | After 2014 |  | Non-Lead | No | No |  | Single Family Residence | No | No | No | Tier 5
3802655 | 104 unit 604 | Creekside Trl | Kyle | 78640 | Outpost Subdivision | 29.9734 | -97.8579 | Non-Lead - Plastic | No | After 2014 |  | Non-Lead - Plastic | After 2014 |  | Non-Lead | No | No |  | Single Family Residence | No | No | No | Tier 5
3808887 | 104 unit 701 | Creekside Trl | Kyle | 78640 | Outpost Subdivision | 29.9734 | -97.8579 | Non-Lead - Plastic | No | After 2014 |  | Non-Lead - Plastic | After 2014 |  | Non-Lead | No | No |  | Single Family Residence | No | No | No | Tier 5
3795934 | 104 unit 702 | Creekside Trail | Kyle | 78640 | Outpost Subdivision | 29.9734 | -97.8579 | Non-Lead - Plastic | No | After 2014 |  | Non-Lead - Plastic | After 2014 |  | Non-Lead | No | No |  | Single Family Residence | No | No | No | Tier 5
3808485 | 104 unit 703 | Creekside Trail | Kyle | 78640 | Outpost Subdivision | 29.9734 | -97.8579 | Non-Lead - Plastic | No | After 2014 |  | Non-Lead - Plastic | After 2014 |  | Non-Lead | No | No |  | Single Family Residence | No | No | No | Tier 5
3808484 | 104 unit 704 | Creekside Trail | Kyle | 78640 | Outpost Subdivision | 29.9734 | -97.8579 | Non-Lead - Plastic | No | After 2014 |  | Non-Lead - Plastic | After 2014 |  | Non-Lead | No | No |  | Single Family Residence | No | No | No | Tier 5
15243419 | 104 unit 801 | Creekside Trail | Kyle | 78640 | Outpost Subdivision/ 3808640 | 29.9734 | -97.8579 | Non-Lead - Plastic | No | After 2014 |  | Non-Lead - Plastic | After 2014 |  | Non-Lead | No | No |  | Single Family Residence | No | No | No | Tier 5
3808936 | 104 unit 802 | Creekside Trail | Kyle | 78640 | Outpost Subdivision | 29.9734 | -97.8579 | Non-Lead - Plastic | No | After 2014 |  | Non-Lead - Plastic | After 2014 |  | Non-Lead | No | No |  | Single Family Residence | No | No | No | Tier 5
3809316 | 104 unit 803 | Creekside Trail | Kyle | 78640 | Outpost Subdivision | 29.9734 | -97.8579 | Non-Lead - Plastic | No | After 2014 |  | Non-Lead - Plastic | After 2014 |  | Non-Lead | No | No |  | Single Family Residence | No | No | No | Tier 5
3808773 | 104 unit 804 | Creekside Trail | Kyle | 78640 | Outpost Subdivision | 29.9734 | -97.8579 | Non-Lead - Plastic | No | After 2014 |  | Non-Lead - Plastic | After 2014 |  | Non-Lead | No | No |  | Single Family Residence | No | No | No | Tier 5
3796029 | 104 unit 901 | Creekside Trail | Kyle | 78640 | Outpost Subdivision | 29.9734 | -97.8579 | Non-Lead - Plastic | No | After 2014 |  | Non-Lead - Plastic | After 2014 |  | Non-Lead | No | No |  | Single Family Residence | No | No | No | Tier 5
1535605 | 104 unit 902 | Creekside Trail | Kyle | 78640 | Outpost Subdivision/ 3796159 | 29.9734 | -97.8579 | Non-Lead - Plastic | No | After 2014 |  | Non-Lead - Plastic | After 2014 |  | Non-Lead | No | No |  | Single Family Residence | No | No | No | Tier 5
3809201 | 104 unit 903 | Creekside Trail | Kyle | 78640 | Outpost Subdivision | 29.9734 | -97.8579 | Non-Lead - Plastic | No | After 2014 |  | Non-Lead - Plastic | After 2014 |  | Non-Lead | No | No |  | Single Family Residence | No | No | No | Tier 5
3794991 | 104 unit 904 | Creekside Trail | Kyle | 78640 | Outpost Subdivision | 29.9734 | -97.8579 | Non-Lead - Plastic | No | After 2014 |  | Non-Lead - Plastic | After 2014 |  | Non-Lead | No | No |  | Single Family Residence | No | No | No | Tier 5
16591649 | 191 | New Country Road | Kyle | 78640 | Waterleaf Subdivision | 29.9672 | -97.8499 | Non-Lead - Plastic | No | Between 1989 and 2014 |  | Non-Lead - Plastic | Before 1989 |  | Non-Lead | No | No |  | Single Family Residence | No | No | No | Tier 5
09299802 | 220 | New Country Road | Kyle | 78640 | Waterleaf Subdivision | 29.9671 | -97.8496 | Non-Lead - Plastic | No | Between 1989 and 2014 |  | Non-Lead - Plastic | Between 1989 and 2014 |  | Non-Lead | No | No |  | Single Family Residence | No | No | No | Tier 5
12537206 | 230 | New Country Road | Kyle | 78640 | Waterleaf Subdivision | 29.9672 | -97.8495 | Non-Lead - Plastic | No | Between 1989 and 2014 |  | Non-Lead - Plastic | Between 1989 and 2014 |  | Non-Lead | No | No |  | Single Family Residence | No | No | No | Tier 5
12720065 | 240 | New Country Road | Kyle | 78640 | Waterleaf Subdivision | 29.9673 | -97.8495 | Non-Lead - Plastic | No | Between 1989 and 2014 |  | Non-Lead - Plastic | Between 1989 and 2014 |  | Non-Lead | No | No |  | Single Family Residence | No | No | No | Tier 5
16205583 | 250 | New Country Road | Kyle | 78640 | Waterleaf Subdivision | 29.9675 | -97.8494 | Non-Lead - Plastic | No | Between 1989 and 2014 |  | Non-Lead - Plastic | Between 1989 and 2014 |  | Non-Lead | No | No |  | Single Family Residence | No | No | No | Tier 5
09301279 | 260 | New Country Road | Kyle | 78640 | Waterleaf Subdivision | 29.9676 | -97.8493 | Non-Lead - Plastic | No | Between 1989 and 2014 |  | Non-Lead - Plastic | Between 1989 and 2014 |  | Non-Lead | No | No |  | Single Family Residence | No | No | No | Tier 5
12922703 | 270 | New Country Road | Kyle | 78640 | Waterleaf Subdivision | 29.9677 | -97.8493 | Non-Lead - Plastic | No | Between 1989 and 2014 |  | Non-Lead - Plastic | Between 1989 and 2014 |  | Non-Lead | No | No |  | Single Family Residence | No | No | No | Tier 5
16237619 | 280 | New Country Road | Kyle | 78640 | Waterleaf Subdivision | 29.968 | -97.8493 | Non-Lead - Plastic | No | Between 1989 and 2014 |  | Non-Lead - Plastic | Between 1989 and 2014 |  | Non-Lead | No | No |  | Single Family Residence | No | No | No | Tier 5
12554966 | 290 | New Country Road | Kyle | 78640 | Waterleaf Subdivision | 29.9681 | -97.8492 | Non-Lead - Plastic | No | Between 1989 and 2014 |  | Non-Lead - Plastic | Between 1989 and 2014 |  | Non-Lead | No | No |  | Single Family Residence | No | No | No | Tier 5
16201435 | 300 | New Country Road | Kyle | 78640 | Waterleaf Subdivision | 29.9682 | -97.8492 | Non-Lead - Plastic | No | Between 1989 and 2014 |  | Non-Lead - Plastic | Between 1989 and 2014 |  | Non-Lead | No | No |  | Single Family Residence | No | No | No | Tier 5
12545280 | 310 | New Country Road | Kyle | 78640 | Waterleaf Subdivision | 29.9683 | -97.8491 | Non-Lead - Plastic | No | Between 1989 and 2014 |  | Non-Lead - Plastic | Between 1989 and 2014 |  | Non-Lead | No | No |  | Single Family Residence | No | No | No | Tier 5
12668855 | 311 | New Country Road | Kyle | 78640 | Waterleaf Subdivision | 29.9682 | -97.8494 | Non-Lead - Plastic | No | Between 1989 and 2014 |  | Non-Lead - Plastic | Between 1989 and 2014 |  | Non-Lead | No | No |  | Single Family Residence | No | No | No | Tier 5
15853873 | 320 | New Country Road | Kyle | 78640 | Waterleaf Subdivision | 29.9684 | -97.849 | Non-Lead - Plastic | No | Between 1989 and 2014 |  | Non-Lead - Plastic | Between 1989 and 2014 |  | Non-Lead | No | No |  | Single Family Residence | No | No | No | Tier 5
16386586 | 321 | New Country Road | Kyle | 78640 | Waterleaf Subdivision | 29.9683 | -97.8493 | Non-Lead - Plastic | No | Between 1989 and 2014 |  | Non-Lead - Plastic | Between 1989 and 2014 |  | Non-Lead | No | No |  | Single Family Residence | No | No | No | Tier 5
13179725 | 330 | New Country Road | Kyle | 78640 | Waterleaf Subdivision | 29.9685 | -97.849 | Non-Lead - Plastic | No | Between 1989 and 2014 |  | Non-Lead - Plastic | Between 1989 and 2014 |  | Non-Lead | No | No |  | Single Family Residence | No | No | No | Tier 5
09628906 | 331 | New Country Road | Kyle | 78640 | Waterleaf Subdivision | 29.9685 | -97.8492 | Non-Lead - Plastic | No | Between 1989 and 2014 |  | Non-Lead - Plastic | Between 1989 and 2014 |  | Non-Lead | No | No |  | Single Family Residence | No | No | No | Tier 5
16229557 | 335 | New Country Road | Kyle | 78640 | Waterleaf Subdivision | 29.9689 | -97.8491 | Non-Lead - Plastic | No | Between 1989 and 2014 |  | Non-Lead - Plastic | Between 1989 and 2014 |  | Non-Lead | No | No |  | Single Family Residence | No | No | No | Tier 5
12548389 | 340 | New Country Road | Kyle | 78640 | Waterleaf Subdivision | 29.9686 | -97.8486 | Non-Lead - Plastic | No | Between 1989 and 2014 |  | Non-Lead - Plastic | Between 1989 and 2014 |  | Non-Lead | No | No |  | Single Family Residence | No | No | No | Tier 5
12810372 | 345 | New Country Road | Kyle | 78640 | Waterleaf Subdivision | 29.969 | -97.849 | Non-Lead - Plastic | No | Between 1989 and 2014 |  | Non-Lead - Plastic | Between 1989 and 2014 |  | Non-Lead | No | No |  | Single Family Residence | No | No | No | Tier 5
16205550 | 350 | New Country Road | Kyle | 78640 | Waterleaf Subdivision | 29.9687 | -97.8486 | Non-Lead - Plastic | No | Between 1989 and 2014 |  | Non-Lead - Plastic | Between 1989 and 2014 |  | Non-Lead | No | No |  | Single Family Residence | No | No | No | Tier 5
16379221 | 355 | New Country Road | Kyle | 78640 | Waterleaf Subdivision | 29.9691 | -97.8489 | Non-Lead - Plastic | No | Between 1989 and 2014 |  | Non-Lead - Plastic | Between 1989 and 2014 |  | Non-Lead | No | No |  | Single Family Residence | No | No | No | Tier 5
12560613 | 360 | New Country Road | Kyle | 78640 | Waterleaf Subdivision | 29.9688 | -97.8487 | Non-Lead - Plastic | No | Between 1989 and 2014 |  | Non-Lead - Plastic | Between 1989 and 2014 |  | Non-Lead | No | No |  | Single Family Residence | No | No | No | Tier 5
12664602 | 365 | New Country Road | Kyle | 78640 | Waterleaf Subdivision | 29.9692 | -97.8488 | Non-Lead - Plastic | No | Between 1989 and 2014 |  | Non-Lead - Plastic | Between 1989 and 2014 |  | Non-Lead | No | No |  | Single Family Residence | No | No | No | Tier 5
9302175 | 370 | New Country Road | Kyle | 78640 | Waterleaf Subdivision | 29.9688 | -97.8485 | Non-Lead - Plastic | No | Between 1989 and 2014 |  | Non-Lead - Plastic | Between 1989 and 2014 |  | Non-Lead | No | No |  | Single Family Residence | No | No | No | Tier 5
16244142 | 375 | New Country Road | Kyle | 78640 | Waterleaf Subdivision | 29.9693 | -97.8487 | Non-Lead - Plastic | No | Between 1989 and 2014 |  | Non-Lead - Plastic | Between 1989 and 2014 |  | Non-Lead | No | No |  | Single Family Residence | No | No | No | Tier 5
12716751 | 385 | New Country Road | Kyle | 78640 | Waterleaf Subdivision | 29.9694 | -97.8486 | Non-Lead - Plastic | No | Between 1989 and 2014 |  | Non-Lead - Plastic | Between 1989 and 2014 |  | Non-Lead | No | No |  | Single Family Residence | No | No | No | Tier 5
09301149 | 395 | New Country Road | Kyle | 78640 | Waterleaf Subdivision | 29.9695 | -97.8485 | Non-Lead - Plastic | No | Between 1989 and 2014 |  | Non-Lead - Plastic | Between 1989 and 2014 |  | Non-Lead | No | No |  | Single Family Residence | No | No | No | Tier 5
09301805 | 450 | New Country Road | Kyle | 78640 | Waterleaf Subdivision | 29.9699 | -97.8475 | Non-Lead - Plastic | No | Between 1989 and 2014 |  | Non-Lead - Plastic | Between 1989 and 2014 |  | Non-Lead | No | No |  | Single Family Residence | No | No | No | Tier 5
10811069 | 460 | New Country Road | Kyle | 78640 | Waterleaf Subdivision | 29.97 | -97.8474 | Non-Lead - Plastic | No | Between 1989 and 2014 |  | Non-Lead - Plastic | Between 1989 and 2014 |  | Non-Lead | No | No |  | Single Family Residence | No | No | No | Tier 5
12554503 | 470 | New Country Road | Kyle | 78640 | Waterleaf Subdivision | 29.9701 | -97.8473 | Non-Lead - Plastic | No | Between 1989 and 2014 |  | Non-Lead - Plastic | Between 1989 and 2014 |  | Non-Lead | No | No |  | Single Family Residence | No | No | No | Tier 5
12726001 | 471 | New Country Road | Kyle | 78640 | Waterleaf Subdivision | 29.9704 | -97.8478 | Non-Lead - Plastic | No | Between 1989 and 2014 |  | Non-Lead - Plastic | Between 1989 and 2014 |  | Non-Lead | No | No |  | Single Family Residence | No | No | No | Tier 5
12726799 | 480 | New Country Road | Kyle | 78640 | Waterleaf Subdivision | 29.9702 | -97.8472 | Non-Lead - Plastic | No | Between 1989 and 2014 |  | Non-Lead - Plastic | Between 1989 and 2014 |  | Non-Lead | No | No |  | Single Family Residence | No | No | No | Tier 5
12668162 | 481 | New Country Road | Kyle | 78640 | Waterleaf Subdivision | 29.9705 | -97.8477 | Non-Lead - Plastic | No | Between 1989 and 2014 |  | Non-Lead - Plastic | Between 1989 and 2014 |  | Non-Lead | No | No |  | Single Family Residence | No | No | No | Tier 5
15596789 | 490 | New Country Road | Kyle | 78640 | Waterleaf Subdivision/ 16204268 | 29.9703 | -97.8472 | Non-Lead - Plastic | No | Between 1989 and 2014 |  | Non-Lead - Plastic | Between 1989 and 2014 |  | Non-Lead | No | No |  | Single Family Residence | No | No | No | Tier 5
16664001 | 491 | New Country Road | Kyle | 78640 | Waterleaf Subdivision | 29.9706 | -97.8476 | Non-Lead - Plastic | No | Between 1989 and 2014 |  | Non-Lead - Plastic | Between 1989 and 2014 |  | Non-Lead | No | No |  | Single Family Residence | No | No | No | Tier 5
16674211 | 495 | New Country Road | Kyle | 78640 | Waterleaf Subdivision | 29.9707 | -97.8476 | Non-Lead - Plastic | No | Between 1989 and 2014 |  | Non-Lead - Plastic | Between 1989 and 2014 |  | Non-Lead | No | No |  | Single Family Residence | No | No | No | Tier 5
10798724 | 500 | New Country Road | Kyle | 78640 | Waterleaf Subdivision | 29.9705 | -97.847 | Non-Lead - Plastic | No | Between 1989 and 2014 |  | Non-Lead - Plastic | Between 1989 and 2014 |  | Non-Lead | No | No |  | Single Family Residence | No | No | No | Tier 5
00707451 | 505 | New Country Road | Kyle | 78640 | Waterleaf Subdivision | 29.9708 | -97.8474 | Non-Lead - Plastic | No | Between 1989 and 2014 |  | Non-Lead - Plastic | Between 1989 and 2014 |  | Non-Lead | No | No |  | Single Family Residence | No | No | No | Tier 5
10756520 | 510 | New Country Road | Kyle | 78640 | Waterleaf Subdivision | 29.9706 | -97.8469 | Non-Lead - Plastic | No | Between 1989 and 2014 |  | Non-Lead - Plastic | Between 1989 and 2014 |  | Non-Lead | No | No |  | Single Family Residence | No | No | No | Tier 5
16196914 | 511 | New Country Road | Kyle | 78640 | Waterleaf Subdivision | 29.9709 | -97.8473 | Non-Lead - Plastic | No | Between 1989 and 2014 |  | Non-Lead - Plastic | Between 1989 and 2014 |  | Non-Lead | No | No |  | Single Family Residence | No | No | No | Tier 5
12534447 | 520 | New Country Road | Kyle | 78640 | Waterleaf Subdivision | 29.9707 | -97.8468 | Non-Lead - Plastic | No | Between 1989 and 2014 |  | Non-Lead - Plastic | Between 1989 and 2014 |  | Non-Lead | No | No |  | Single Family Residence | No | No | No | Tier 5
16387117 | 521 | New Country Road | Kyle | 78640 | Waterleaf Subdivision | 29.971 | -97.8472 | Non-Lead - Plastic | No | Between 1989 and 2014 |  | Non-Lead - Plastic | Between 1989 and 2014 |  | Non-Lead | No | No |  | Single Family Residence | No | No | No | Tier 5
09543338 | 530 | New Country Road | Kyle | 78640 | Waterleaf Subdivision | 29.9708 | -97.8467 | Non-Lead - Plastic | No | Between 1989 and 2014 |  | Non-Lead - Plastic | Between 1989 and 2014 |  | Non-Lead | No | No |  | Single Family Residence | No | No | No | Tier 5
16243327 | 531 | New Country Road | Kyle | 78640 | Waterleaf Subdivision | 29.9711 | -97.8471 | Non-Lead - Plastic | No | Between 1989 and 2014 |  | Non-Lead - Plastic | Between 1989 and 2014 |  | Non-Lead | No | No |  | Single Family Residence | No | No | No | Tier 5
12663606 | 541 | New Country Road | Kyle | 78640 | Waterleaf Subdivision | 29.9712 | -97.847 | Non-Lead - Plastic | No | Between 1989 and 2014 |  | Non-Lead - Plastic | Between 1989 and 2014 |  | Non-Lead | No | No |  | Single Family Residence | No | No | No | Tier 5
16694933 | 551 | New Country Road | Kyle | 78640 | Waterleaf Subdivision | 29.9713 | -97.8469 | Non-Lead - Plastic | No | Between 1989 and 2014 |  | Non-Lead - Plastic | Between 1989 and 2014 |  | Non-Lead | No | No |  | Single Family Residence | No | No | No | Tier 5
9466422 | 560 | New Country Road | Kyle | 78640 | Waterleaf Subdivision | 29.971 | -97.8464 | Non-Lead - Plastic | No | Between 1989 and 2014 |  | Non-Lead - Plastic | Between 1989 and 2014 |  | Non-Lead | No | No |  | Single Family Residence | No | No | No | Tier 5
16191660 | 561 | New Country Road | Kyle | 78640 | Waterleaf Subdivision | 29.9714 | -97.8468 | Non-Lead - Plastic | No | Between 1989 and 2014 |  | Non-Lead - Plastic | Between 1989 and 2014 |  | Non-Lead | No | No |  | Single Family Residence | No | No | No | Tier 5
10532403 | 570 | New Country Road | Kyle | 78640 | Waterleaf Subdivision | 29.9712 | -97.8463 | Non-Lead - Plastic | No | Between 1989 and 2014 |  | Non-Lead - Plastic | Between 1989 and 2014 |  | Non-Lead | No | No |  | Single Family Residence | No | No | No | Tier 5
16205422 | 571 | New Country Road | Kyle | 78640 | Waterleaf Subdivision | 29.9715 | -97.8466 | Non-Lead - Plastic | No | Between 1989 and 2014 |  | Non-Lead - Plastic | Between 1989 and 2014 |  | Non-Lead | No | No |  | Single Family Residence | No | No | No | Tier 5
00711632 | 580 | New Country Road | Kyle | 78640 | Waterleaf Subdivision | 29.9713 | -97.8462 | Non-Lead - Plastic | No | Between 1989 and 2014 |  | Non-Lead - Plastic | Between 1989 and 2014 |  | Non-Lead | No | No |  | Single Family Residence | No | No | No | Tier 5
16203724 | 581 | New Country Road | Kyle | 78640 | Waterleaf Subdivision | 29.9716 | -97.8465 | Non-Lead - Plastic | No | Between 1989 and 2014 |  | Non-Lead - Plastic | Between 1989 and 2014 |  | Non-Lead | No | No |  | Single Family Residence | No | No | No | Tier 5
00701745 | 590 | New Country Road | Kyle | 78640 | Waterleaf Subdivision | 29.9714 | -97.846 | Non-Lead - Plastic | No | Between 1989 and 2014 |  | Non-Lead - Plastic | Between 1989 and 2014 |  | Non-Lead | No | No |  | Single Family Residence | No | No | No | Tier 5
16674432 | 591 | New Country Road | Kyle | 78640 | Waterleaf Subdivision | 29.9717 | -97.8465 | Non-Lead - Plastic | No | Between 1989 and 2014 |  | Non-Lead - Plastic | Between 1989 and 2014 |  | Non-Lead | No | No |  | Single Family Residence | No | No | No | Tier 5
1541864 | 600 | New Country Road | Kyle | 78640 | Waterleaf Subdivision/ 05791684 | 29.9715 | -97.846 | Non-Lead - Plastic | No | Between 1989 and 2014 |  | Non-Lead - Plastic | Between 1989 and 2014 |  | Non-Lead | No | No |  | Single Family Residence | No | No | No | Tier 5
12667130 | 601 | New Country Road | Kyle | 78640 | Waterleaf Subdivision | 29.9718 | -97.8463 | Non-Lead - Plastic | No | Between 1989 and 2014 |  | Non-Lead - Plastic | Between 1989 and 2014 |  | Non-Lead | No | No |  | Single Family Residence | No | No | No | Tier 5
16226125 | 610 | New Country Road | Kyle | 78640 | Waterleaf Subdivision | 29.9716 | -97.8458 | Non-Lead - Plastic | No | Between 1989 and 2014 |  | Non-Lead - Plastic | Between 1989 and 2014 |  | Non-Lead | No | No |  | Single Family Residence | No | No | No | Tier 5
16197652 | 611 | New Country Road | Kyle | 78640 | Waterleaf Subdivision | 29.9719 | -97.8462 | Non-Lead - Plastic | No | Between 1989 and 2014 |  | Non-Lead - Plastic | Between 1989 and 2014 |  | Non-Lead | No | No |  | Single Family Residence | No | No | No | Tier 5
16230728 | 620 | New Country Road | Kyle | 78640 | Waterleaf Subdivision | 29.9716 | -97.846 | Non-Lead - Plastic | No | Between 1989 and 2014 |  | Non-Lead - Plastic | Between 1989 and 2014 |  | Non-Lead | No | No |  | Single Family Residence | No | No | No | Tier 5
16204204 | 621 | New Country Road | Kyle | 78640 | Waterleaf Subdivision | 29.972 | -97.8461 | Non-Lead - Plastic | No | Between 1989 and 2014 |  | Non-Lead - Plastic | Between 1989 and 2014 |  | Non-Lead | No | No |  | Single Family Residence | No | No | No | Tier 5
16230669 | 630 | New Country Road | Kyle | 78640 | Waterleaf Subdivision | 29.9718 | -97.8456 | Non-Lead - Plastic | No | Between 1989 and 2014 |  | Non-Lead - Plastic | Between 1989 and 2014 |  | Non-Lead | No | No |  | Single Family Residence | No | No | No | Tier 5
16207559 | 631 | New Country Road | Kyle | 78640 | Waterleaf Subdivision | 29.9721 | -97.846 | Non-Lead - Plastic | No | Between 1989 and 2014 |  | Non-Lead - Plastic | Between 1989 and 2014 |  | Non-Lead | No | No |  | Single Family Residence | No | No | No | Tier 5
12544347 | 640 | New Country Road | Kyle | 78640 | Waterleaf Subdivision | 29.9719 | -97.8455 | Non-Lead - Copper | No | Between 1989 and 2014 |  | Non-Lead - Plastic | Between 1989 and 2014 |  | Non-Lead | No | No |  | Single Family Residence | No | No | No | Tier 5
12689239 | 641 | New Country Road | Kyle | 78640 | Waterleaf Subdivision | 29.9722 | -97.8459 | Non-Lead - Copper | No | Between 1989 and 2014 |  | Non-Lead - Plastic | Between 1989 and 2014 |  | Non-Lead | No | No |  | Single Family Residence | No | No | No | Tier 5
10151085 | 650 | New Country Road | Kyle | 78640 | Waterleaf Subdivision | 29.9718 | -97.8458 | Non-Lead - Copper | No | Between 1989 and 2014 |  | Non-Lead - Plastic | Between 1989 and 2014 |  | Non-Lead | No | No |  | Single Family Residence | No | No | No | Tier 5
13430185 | 651 | New Country Road | Kyle | 78640 | Waterleaf Subdivision | 29.9721 | -97.8457 | Non-Lead - Copper | No | Between 1989 and 2014 |  | Non-Lead - Plastic | Between 1989 and 2014 |  | Non-Lead | No | No |  | Single Family Residence | No | No | No | Tier 5
10654298 | 671 | New Country Road | Kyle | 78640 | Waterleaf Subdivision | 29.9724 | -97.8454 | Non-Lead - Copper | No | Between 1989 and 2014 |  | Non-Lead - Plastic | Between 1989 and 2014 |  | Non-Lead | No | No |  | Single Family Residence | No | No | No | Tier 5
10658404 | 681 | New Country Road | Kyle | 78640 | Waterleaf Subdivision | 29.9725 | -97.8453 | Non-Lead - Copper | No | Between 1989 and 2014 |  | Non-Lead - Plastic | Between 1989 and 2014 |  | Non-Lead | No | No |  | Single Family Residence | No | No | No | Tier 5
10773841 | 691 | New Country Road | Kyle | 78640 | Waterleaf Subdivision | 29.9725 | -97.8453 | Non-Lead - Copper | No | Between 1989 and 2014 |  | Non-Lead - Plastic | Between 1989 and 2014 |  | Non-Lead | No | No |  | Single Family Residence | No | No | No | Tier 5
12181656 | 701 | New Country Road | Kyle | 78640 | Waterleaf Subdivision | 29.9725 | -97.8453 | Non-Lead - Plastic | No | Between 1989 and 2014 |  | Non-Lead - Plastic | Between 1989 and 2014 |  | Non-Lead | No | No |  | Single Family Residence | No | No | No | Tier 5
15629001 | 110 | Jasmine Cove | Kyle | 78640 | Waterleaf Subdivision/ 10534251 | 29.965 | -97.8489 | Non-Lead - Plastic | No | Between 1989 and 2014 |  | Non-Lead - Plastic | Between 1989 and 2014 |  | Non-Lead | No | No |  | Single Family Residence | No | No | No | Tier 5
10714697 | 111 | Jasmine Cove | Kyle | 78640 | Waterleaf Subdivision | 29.9649 | -97.849 | Non-Lead - Plastic | No | Between 1989 and 2014 |  | Non-Lead - Plastic | Between 1989 and 2014 |  | Non-Lead | No | No |  | Single Family Residence | No | No | No | Tier 5
10324977 | 120 | Jasmine Cove | Kyle | 78640 | Waterleaf Subdivision | 29.9651 | -97.8489 | Non-Lead - Plastic | No | Between 1989 and 2014 |  | Non-Lead - Plastic | Between 1989 and 2014 |  | Non-Lead | No | No |  | Single Family Residence | No | No | No | Tier 5
10301292 | 121 | Jasmine Cove | Kyle | 78640 | Waterleaf Subdivision | 29.9649 | -97.849 | Non-Lead - Plastic | No | Between 1989 and 2014 |  | Non-Lead - Plastic | Between 1989 and 2014 |  | Non-Lead | No | No |  | Single Family Residence | No | No | No | Tier 5
12165614 | 130 | Jasmine Cove | Kyle | 78640 | Waterleaf Subdivision | 29.9651 | -97.8489 | Non-Lead - Plastic | No | Between 1989 and 2014 |  | Non-Lead - Plastic | Between 1989 and 2014 |  | Non-Lead | No | No |  | Single Family Residence | No | No | No | Tier 5
10468991 | 131 | Jasmine Cove | Kyle | 78640 | Waterleaf Subdivision | 29.9649 | -97.849 | Non-Lead - Plastic | No | Between 1989 and 2014 |  | Non-Lead - Plastic | Between 1989 and 2014 |  | Non-Lead | No | No |  | Single Family Residence | No | No | No | Tier 5
10532668 | 140 | Jasmine Cove | Kyle | 78640 | Waterleaf Subdivision | 29.9651 | -97.849 | Non-Lead - Plastic | No | Between 1989 and 2014 |  | Non-Lead - Plastic | Between 1989 and 2014 |  | Non-Lead | No | No |  | Single Family Residence | No | No | No | Tier 5
10281211 | 141 | Jasmine Cove | Kyle | 78640 | Waterleaf Subdivision | 29.965 | -97.8491 | Non-Lead - Plastic | No | Between 1989 and 2014 |  | Non-Lead - Plastic | Between 1989 and 2014 |  | Non-Lead | No | No |  | Single Family Residence | No | No | No | Tier 5
7978847 | 150 | Jasmine Cove | Kyle | 78640 | Waterleaf Subdivision | 29.9651 | -97.849 | Non-Lead - Plastic | No | Between 1989 and 2014 |  | Non-Lead - Plastic | Between 1989 and 2014 |  | Non-Lead | No | No |  | Single Family Residence | No | No | No | Tier 5
10548349 | 151 | Jasmine Cove | Kyle | 78640 | Waterleaf Subdivision | 29.965 | -97.8491 | Non-Lead - Plastic | No | Between 1989 and 2014 |  | Non-Lead - Plastic | Between 1989 and 2014 |  | Non-Lead | No | No |  | Single Family Residence | No | No | No | Tier 5
10550733 | 161 | Jasmine Cove | Kyle | 78640 | Waterleaf Subdivision | 29.965 | -97.8492 | Non-Lead - Plastic | No | Between 1989 and 2014 |  | Non-Lead - Plastic | Between 1989 and 2014 |  | Non-Lead | No | No |  | Single Family Residence | No | No | No | Tier 5
09543314 | 110 | Clover Cove | Kyle | 78640 | Waterleaf Subdivision | 29.9663 | -97.8506 | Non-Lead - Plastic | No | Between 1989 and 2014 |  | Non-Lead - Plastic | Between 1989 and 2014 |  | Non-Lead | No | No |  | Single Family Residence | No | No | No | Tier 5
12717248 | 111 | Clover Cove | Kyle | 78640 | Waterleaf Subdivision | 29.9664 | -97.8504 | Non-Lead - Plastic | No | Between 1989 and 2014 |  | Non-Lead - Plastic | Between 1989 and 2014 |  | Non-Lead | No | No |  | Single Family Residence | No | No | No | Tier 5
16236832 | 120 | Clover Cove | Kyle | 78640 | Waterleaf Subdivision | 29.9663 | -97.8505 | Non-Lead - Plastic | No | Between 1989 and 2014 |  | Non-Lead - Plastic | Between 1989 and 2014 |  | Non-Lead | No | No |  | Single Family Residence | No | No | No | Tier 5
12700582 | 121 | Clover Cove | Kyle | 78640 | Waterleaf Subdivision | 29.9664 | -97.8504 | Non-Lead - Plastic | No | Between 1989 and 2014 |  | Non-Lead - Plastic | Between 1989 and 2014 |  | Non-Lead | No | No |  | Single Family Residence | No | No | No | Tier 5
16236880 | 130 | Clover Cove | Kyle | 78640 | Waterleaf Subdivision | 29.9662 | -97.8505 | Non-Lead - Plastic | No | Between 1989 and 2014 |  | Non-Lead - Plastic | Between 1989 and 2014 |  | Non-Lead | No | No |  | Single Family Residence | No | No | No | Tier 5
00784500 | 131 | Clover Cove | Kyle | 78640 | Waterleaf Subdivision | 29.9664 | -97.8504 | Non-Lead - Plastic | No | Between 1989 and 2014 |  | Non-Lead - Plastic | Between 1989 and 2014 |  | Non-Lead | No | No |  | Single Family Residence | No | No | No | Tier 5
16317744 | 140 | Clover Cove | Kyle | 78640 | Waterleaf Subdivision | 29.9662 | -97.8505 | Non-Lead - Plastic | No | Between 1989 and 2014 |  | Non-Lead - Plastic | Between 1989 and 2014 |  | Non-Lead | No | No |  | Single Family Residence | No | No | No | Tier 5
00792916 | 141 | Clover Cove | Kyle | 78640 | Waterleaf Subdivision | 29.9663 | -97.8504 | Non-Lead - Plastic | No | Between 1989 and 2014 |  | Non-Lead - Plastic | Between 1989 and 2014 |  | Non-Lead | No | No |  | Single Family Residence | No | No | No | Tier 5
13350071 | 110 | Olson Cove | Kyle | 78640 | Waterleaf Subdivision | 29.968 | -97.8495 | Non-Lead - Plastic | No | Between 1989 and 2014 |  | Non-Lead - Plastic | Between 1989 and 2014 |  | Non-Lead | No | No |  | Single Family Residence | No | No | No | Tier 5
1650266 | 111 | Olson Cove | Kyle | 78640 | Waterleaf Subdivision/ 16244116 | 29.9679 | -97.8496 | Non-Lead - Plastic | No | Between 1989 and 2014 |  | Non-Lead - Plastic | Between 1989 and 2014 |  | Non-Lead | No | No |  | Single Family Residence | No | No | No | Tier 5
16230554 | 120 | Olson Cove | Kyle | 78640 | Waterleaf Subdivision | 29.968 | -97.8495 | Non-Lead - Plastic | No | Between 1989 and 2014 |  | Non-Lead - Plastic | Between 1989 and 2014 |  | Non-Lead | No | No |  | Single Family Residence | No | No | No | Tier 5
09542576 | 121 | Olson Cove | Kyle | 78640 | Waterleaf Subdivision | 29.9679 | -97.8497 | Non-Lead - Plastic | No | Between 1989 and 2014 |  | Non-Lead - Plastic | Between 1989 and 2014 |  | Non-Lead | No | No |  | Single Family Residence | No | No | No | Tier 5
10154969 | 130 | Olson Cove | Kyle | 78640 | Waterleaf Subdivision | 29.968 | -97.8496 | Non-Lead - Plastic | No | Between 1989 and 2014 |  | Non-Lead - Plastic | Between 1989 and 2014 |  | Non-Lead | No | No |  | Single Family Residence | No | No | No | Tier 5
13331608 | 131 | Olson Cove | Kyle | 78640 | Waterleaf Subdivision | 29.9679 | -97.8497 | Non-Lead - Plastic | No | Between 1989 and 2014 |  | Non-Lead - Plastic | Between 1989 and 2014 |  | Non-Lead | No | No |  | Single Family Residence | No | No | No | Tier 5
09294196 | 140 | Olson Cove | Kyle | 78640 | Waterleaf Subdivision | 29.968 | -97.8496 | Non-Lead - Plastic | No | Between 1989 and 2014 |  | Non-Lead - Plastic | Between 1989 and 2014 |  | Non-Lead | No | No |  | Single Family Residence | No | No | No | Tier 5
09262394 | 141 | Olson Cove | Kyle | 78640 | Waterleaf Subdivision | 29.9679 | -97.8497 | Non-Lead - Plastic | No | Between 1989 and 2014 |  | Non-Lead - Plastic | Between 1989 and 2014 |  | Non-Lead | No | No |  | Single Family Residence | No | No | No | Tier 5
16089993 | 112 | Rummel Drive | Kyle | 78640 | Waterleaf Subdivision | 29.9685 | -97.848 | Non-Lead - Plastic | No | Between 1989 and 2014 |  | Non-Lead - Plastic | Between 1989 and 2014 |  | Non-Lead | No | No |  | Single Family Residence | No | No | No | Tier 5
10545285 | 113 | Rummel Drive | Kyle | 78640 | Waterleaf Subdivision | 29.9684 | -97.8478 | Non-Lead - Plastic | No | Between 1989 and 2014 |  | Non-Lead - Plastic | Between 1989 and 2014 |  | Non-Lead | No | No |  | Single Family Residence | No | No | No | Tier 5
12243051 | 122 | Rummel Drive | Kyle | 78640 | Waterleaf Subdivision | 29.9684 | -97.8481 | Non-Lead - Plastic | No | Between 1989 and 2014 |  | Non-Lead - Plastic | Between 1989 and 2014 |  | Non-Lead | No | No |  | Single Family Residence | No | No | No | Tier 5
13450583 | 123 | Rummel Drive | Kyle | 78640 | Waterleaf Subdivision | 29.9683 | -97.8479 | Non-Lead - Plastic | No | Between 1989 and 2014 |  | Non-Lead - Plastic | Between 1989 and 2014 |  | Non-Lead | No | No |  | Single Family Residence | No | No | No | Tier 5
13416435 | 132 | Rummel Drive | Kyle | 78640 | Waterleaf Subdivision | 29.9683 | -97.8482 | Non-Lead - Plastic | No | Between 1989 and 2014 |  | Non-Lead - Plastic | Between 1989 and 2014 |  | Non-Lead | No | No |  | Single Family Residence | No | No | No | Tier 5
16736346 | 133 | Rummel Drive | Kyle | 78640 | Waterleaf Subdivision | 29.9682 | -97.848 | Non-Lead - Plastic | No | Between 1989 and 2014 |  | Non-Lead - Plastic | Between 1989 and 2014 |  | Non-Lead | No | No |  | Single Family Residence | No | No | No | Tier 5
16240315 | 142 | Rummel Drive | Kyle | 78640 | Waterleaf Subdivision | 29.9681 | -97.8483 | Non-Lead - Plastic | No | Between 1989 and 2014 |  | Non-Lead - Plastic | Between 1989 and 2014 |  | Non-Lead | No | No |  | Single Family Residence | No | No | No | Tier 5
12735708 | 150 | Rummel Drive | Kyle | 78640 | Waterleaf Subdivision | 29.968 | -97.8484 | Non-Lead - Plastic | No | Between 1989 and 2014 |  | Non-Lead - Plastic | Between 1989 and 2014 |  | Non-Lead | No | No |  | Single Family Residence | No | No | No | Tier 5
9541829 | 155 | Rummel Drive | Kyle | 78640 | Waterleaf Subdivision | 29.968 | -97.8482 | Non-Lead - Plastic | No | Between 1989 and 2014 |  | Non-Lead - Plastic | Between 1989 and 2014 |  | Non-Lead | No | No |  | Single Family Residence | No | No | No | Tier 5
16256547 | 160 | Rummel Drive | Kyle | 78640 | Waterleaf Subdivision | 29.9679 | -97.8485 | Non-Lead - Plastic | No | Between 1989 and 2014 |  | Non-Lead - Plastic | Between 1989 and 2014 |  | Non-Lead | No | No |  | Single Family Residence | No | No | No | Tier 5
15503518 | 167 | Rummel Drive | Kyle | 78640 | Waterleaf Subdivision/ 7257261 | 29.9678 | -97.8483 | Non-Lead - Plastic | No | Between 1989 and 2014 |  | Non-Lead - Plastic | Between 1989 and 2014 |  | Non-Lead | No | No |  | Single Family Residence | No | No | No | Tier 5
12554496 | 168 | Rummel Drive | Kyle | 78640 | Waterleaf Subdivision | 29.9678 | -97.8485 | Non-Lead - Plastic | No | Between 1989 and 2014 |  | Non-Lead - Plastic | Between 1989 and 2014 |  | Non-Lead | No | No |  | Single Family Residence | No | No | No | Tier 5
16101713 | 177 | Rummel Drive | Kyle | 78640 | Waterleaf Subdivision | 29.9677 | -97.8484 | Non-Lead - Plastic | No | Between 1989 and 2014 |  | Non-Lead - Plastic | Between 1989 and 2014 |  | Non-Lead | No | No |  | Single Family Residence | No | No | No | Tier 5
841683 | 178 | Rummel Drive | Kyle | 78640 | Waterleaf Subdivision | 29.9676 | -97.8486 | Non-Lead - Plastic | No | Between 1989 and 2014 |  | Non-Lead - Plastic | Between 1989 and 2014 |  | Non-Lead | No | No |  | Single Family Residence | No | No | No | Tier 5
13310945 | 187 | Rummel Drive | Kyle | 78640 | Waterleaf Subdivision | 29.9676 | -97.8484 | Non-Lead - Plastic | No | Between 1989 and 2014 |  | Non-Lead - Plastic | Between 1989 and 2014 |  | Non-Lead | No | No |  | Single Family Residence | No | No | No | Tier 5
16387208 | 188 | Rummel Drive | Kyle | 78640 | Waterleaf Subdivision | 29.9675 | -97.8487 | Non-Lead - Plastic | No | Between 1989 and 2014 |  | Non-Lead - Plastic | Between 1989 and 2014 |  | Non-Lead | No | No |  | Single Family Residence | No | No | No | Tier 5
16739971 | 197 | Rummel Drive | Kyle | 78640 | Waterleaf Subdivision | 29.9674 | -97.8485 | Non-Lead - Plastic | No | Between 1989 and 2014 |  | Non-Lead - Plastic | Between 1989 and 2014 |  | Non-Lead | No | No |  | Single Family Residence | No | No | No | Tier 5
13371349 | 200 | Rummel Drive | Kyle | 78640 | Waterleaf Subdivision | 29.9673 | -97.8488 | Non-Lead - Plastic | No | Between 1989 and 2014 |  | Non-Lead - Plastic | Between 1989 and 2014 |  | Non-Lead | No | No |  | Single Family Residence | No | No | No | Tier 5
13448889 | 205 | Rummel Drive | Kyle | 78640 | Waterleaf Subdivision | 29.9673 | -97.8486 | Non-Lead - Plastic | No | Between 1989 and 2014 |  | Non-Lead - Plastic | Between 1989 and 2014 |  | Non-Lead | No | No |  | Single Family Residence | No | No | No | Tier 5
10055975 | 210 | Rummel Drive | Kyle | 78640 | Waterleaf Subdivision | 29.9672 | -97.8489 | Non-Lead - Plastic | No | Between 1989 and 2014 |  | Non-Lead - Plastic | Between 1989 and 2014 |  | Non-Lead | No | No |  | Single Family Residence | No | No | No | Tier 5
10546516 | 215 | Rummel Drive | Kyle | 78640 | Waterleaf Subdivision | 29.9672 | -97.8486 | Non-Lead - Plastic | No | Between 1989 and 2014 |  | Non-Lead - Plastic | Between 1989 and 2014 |  | Non-Lead | No | No |  | Single Family Residence | No | No | No | Tier 5
12702632 | 220 | Rummel Drive | Kyle | 78640 | Waterleaf Subdivision | 29.967 | -97.8489 | Non-Lead - Plastic | No | Between 1989 and 2014 |  | Non-Lead - Plastic | Between 1989 and 2014 |  | Non-Lead | No | No |  | Single Family Residence | No | No | No | Tier 5
12580989 | 225 | Rummel Drive | Kyle | 78640 | Waterleaf Subdivision | 29.9671 | -97.8487 | Non-Lead - Plastic | No | Between 1989 and 2014 |  | Non-Lead - Plastic | Between 1989 and 2014 |  | Non-Lead | No | No |  | Single Family Residence | No | No | No | Tier 5
863091 | 232 | Rummel Drive | Kyle | 78640 | Waterleaf Subdivision | 29.9668 | -97.849 | Non-Lead - Plastic | No | Between 1989 and 2014 |  | Non-Lead - Plastic | Between 1989 and 2014 |  | Non-Lead | No | No |  | Single Family Residence | No | No | No | Tier 5
16739735 | 235 | Rummel Drive | Kyle | 78640 | Waterleaf Subdivision | 29.9669 | -97.8487 | Non-Lead - Plastic | No | Between 1989 and 2014 |  | Non-Lead - Plastic | Between 1989 and 2014 |  | Non-Lead | No | No |  | Single Family Residence | No | No | No | Tier 5
16695739 | 243 | Rummel Drive | Kyle | 78640 | Waterleaf Subdivision | 29.9668 | -97.8488 | Non-Lead - Plastic | No | Between 1989 and 2014 |  | Non-Lead - Plastic | Between 1989 and 2014 |  | Non-Lead | No | No |  | Single Family Residence | No | No | No | Tier 5
16417279 | 246 | Rummel Drive | Kyle | 78640 | Waterleaf Subdivision | 29.9666 | -97.8492 | Non-Lead - Plastic | No | Between 1989 and 2014 |  | Non-Lead - Plastic | Between 1989 and 2014 |  | Non-Lead | No | No |  | Single Family Residence | No | No | No | Tier 5
16206660 | 260 | Rummel Drive | Kyle | 78640 | Waterleaf Subdivision | 29.9666 | -97.8493 | Non-Lead - Plastic | No | Between 1989 and 2014 |  | Non-Lead - Plastic | Between 1989 and 2014 |  | Non-Lead | No | No |  | Single Family Residence | No | No | No | Tier 5
16087808 | 281 | Rummel Drive | Kyle | 78640 | Waterleaf Subdivision | 29.9665 | -97.8492 | Non-Lead - Plastic | No | Between 1989 and 2014 |  | Non-Lead - Plastic | Between 1989 and 2014 |  | Non-Lead | No | No |  | Single Family Residence | No | No | No | Tier 5
12556669 | 291 | Rummel Drive | Kyle | 78640 | Waterleaf Subdivision | 29.9665 | -97.8493 | Non-Lead - Plastic | No | Between 1989 and 2014 |  | Non-Lead - Plastic | Between 1989 and 2014 |  | Non-Lead | No | No |  | Single Family Residence | No | No | No | Tier 5
12535296 | 301 | Rummel Drive | Kyle | 78640 | Waterleaf Subdivision | 29.9665 | -97.8494 | Non-Lead - Plastic | No | Between 1989 and 2014 |  | Non-Lead - Plastic | Between 1989 and 2014 |  | Non-Lead | No | No |  | Single Family Residence | No | No | No | Tier 5
10202027 | 331 | Rummel Drive | Kyle | 78640 | Waterleaf Subdivision | 29.9668 | -97.8498 | Non-Lead - Plastic | No | Between 1989 and 2014 |  | Non-Lead - Plastic | Between 1989 and 2014 |  | Non-Lead | No | No |  | Single Family Residence | No | No | No | Tier 5
750178 | 341 | Rummel Drive | Kyle | 78640 | Waterleaf Subdivision | 29.9669 | -97.8499 | Non-Lead - Plastic | No | Between 1989 and 2014 |  | Non-Lead - Plastic | Between 1989 and 2014 |  | Non-Lead | No | No |  | Single Family Residence | No | No | No | Tier 5
12062736 | 360 | Rummel Drive | Kyle | 78640 | Waterleaf Subdivision | 29.9673 | -97.8502 | Non-Lead - Plastic | No | Between 1989 and 2014 |  | Non-Lead - Plastic | Between 1989 and 2014 |  | Non-Lead | No | No |  | Single Family Residence | No | No | No | Tier 5
9543343 | 361 | Rummel Drive | Kyle | 78640 | Waterleaf Subdivision | 29.9671 | -97.8502 | Non-Lead - Plastic | No | Between 1989 and 2014 |  | Non-Lead - Plastic | Between 1989 and 2014 |  | Non-Lead | No | No |  | Single Family Residence | No | No | No | Tier 5
13331556 | 370 | Rummel Drive | Kyle | 78640 | Waterleaf Subdivision | 29.9673 | -97.8502 | Non-Lead - Plastic | No | Between 1989 and 2014 |  | Non-Lead - Plastic | Between 1989 and 2014 |  | Non-Lead | No | No |  | Single Family Residence | No | No | No | Tier 5
12555396 | 375 | Rummel Drive | Kyle | 78640 | Waterleaf Subdivision | 29.9671 | -97.8502 | Non-Lead - Plastic | No | Between 1989 and 2014 |  | Non-Lead - Plastic | Between 1989 and 2014 |  | Non-Lead | No | No |  | Single Family Residence | No | No | No | Tier 5
16231536 | 380 | Rummel Drive | Kyle | 78640 | Waterleaf Subdivision | 29.9673 | -97.8502 | Non-Lead - Plastic | No | Between 1989 and 2014 |  | Non-Lead - Plastic | Between 1989 and 2014 |  | Non-Lead | No | No |  | Single Family Residence | No | No | No | Tier 5
15858222 | 390 | Rummel Drive | Kyle | 78640 | Waterleaf Subdivision | 29.9673 | -97.8502 | Non-Lead - Plastic | No | Between 1989 and 2014 |  | Non-Lead - Plastic | Between 1989 and 2014 |  | Non-Lead | No | No |  | Single Family Residence | No | No | No | Tier 5
10219580 | 391 | Rummel Drive | Kyle | 78640 | Waterleaf Subdivision | 29.9671 | -97.8503 | Non-Lead - Plastic | No | Between 1989 and 2014 |  | Non-Lead - Plastic | Between 1989 and 2014 |  | Non-Lead | No | No |  | Single Family Residence | No | No | No | Tier 5
16196787 | 400 | Rummel Drive | Kyle | 78640 | Waterleaf Subdivision | 29.9673 | -97.8503 | Non-Lead - Plastic | No | Between 1989 and 2014 |  | Non-Lead - Plastic | Between 1989 and 2014 |  | Non-Lead | No | No |  | Single Family Residence | No | No | No | Tier 5
10318453 | 401 | Rummel Drive | Kyle | 78640 | Waterleaf Subdivision | 29.9671 | -97.8503 | Non-Lead - Plastic | No | Between 1989 and 2014 |  | Non-Lead - Plastic | Between 1989 and 2014 |  | Non-Lead | No | No |  | Single Family Residence | No | No | No | Tier 5
16196342 | 410 | Rummel Drive | Kyle | 78640 | Waterleaf Subdivision | 29.9673 | -97.8503 | Non-Lead - Plastic | No | Between 1989 and 2014 |  | Non-Lead - Plastic | Between 1989 and 2014 |  | Non-Lead | No | No |  | Single Family Residence | No | No | No | Tier 5
15784698 | 411 | Rummel Drive | Kyle | 78640 | Waterleaf Subdivision | 29.9672 | -97.8503 | Non-Lead - Plastic | No | Between 1989 and 2014 |  | Non-Lead - Plastic | Between 1989 and 2014 |  | Non-Lead | No | No |  | Single Family Residence | No | No | No | Tier 5
12554653 | 420 | Rummel Drive | Kyle | 78640 | Waterleaf Subdivision | 29.9674 | -97.8503 | Non-Lead - Plastic | No | Between 1989 and 2014 |  | Non-Lead - Plastic | Between 1989 and 2014 |  | Non-Lead | No | No |  | Single Family Residence | No | No | No | Tier 5
16387456 | 100 | Tower Drive | Kyle | 78640 | Waterleaf Subdivision | 29.9698 | -97.8487 | Non-Lead - Plastic | No | Between 1989 and 2014 |  | Non-Lead - Plastic | Between 1989 and 2014 |  | Non-Lead | No | No |  | Single Family Residence | No | No | No | Tier 5
12696090 | 105 | Tower Drive | Kyle | 78640 | Waterleaf Subdivision | 29.9703 | -97.8482 | Non-Lead - Plastic | No | Between 1989 and 2014 |  | Non-Lead - Plastic | Between 1989 and 2014 |  | Non-Lead | No | No |  | Single Family Residence | No | No | No | Tier 5
12718920 | 110 | Tower Drive | Kyle | 78640 | Waterleaf Subdivision | 29.9697 | -97.8486 | Non-Lead - Plastic | No | Between 1989 and 2014 |  | Non-Lead - Plastic | Between 1989 and 2014 |  | Non-Lead | No | No |  | Single Family Residence | No | No | No | Tier 5
12699562 | 120 | Tower Drive | Kyle | 78640 | Waterleaf Subdivision | 29.9698 | -97.8483 | Non-Lead - Plastic | No | Between 1989 and 2014 |  | Non-Lead - Plastic | Between 1989 and 2014 |  | Non-Lead | No | No |  | Single Family Residence | No | No | No | Tier 5
12237838 | 121 | Tower Drive | Kyle | 78640 | Waterleaf Subdivision | 29.9702 | -97.848 | Non-Lead - Plastic | No | Between 1989 and 2014 |  | Non-Lead - Plastic | Between 1989 and 2014 |  | Non-Lead | No | No |  | Single Family Residence | No | No | No | Tier 5
9392666 | 130 | Tower Drive | Kyle | 78640 | Waterleaf Subdivision | 29.9697 | -97.8481 | Non-Lead - Plastic | No | Between 1989 and 2014 |  | Non-Lead - Plastic | Between 1989 and 2014 |  | Non-Lead | No | No |  | Single Family Residence | No | No | No | Tier 5
16206446 | 131 | Tower Drive | Kyle | 78640 | Waterleaf Subdivision | 29.9701 | -97.8478 | Non-Lead - Plastic | No | Between 1989 and 2014 |  | Non-Lead - Plastic | Between 1989 and 2014 |  | Non-Lead | No | No |  | Single Family Residence | No | No | No | Tier 5
12680392 | 150 | Tower Drive | Kyle | 78640 | Waterleaf Subdivision | 29.9696 | -97.8474 | Non-Lead - Plastic | No | Between 1989 and 2014 |  | Non-Lead - Plastic | Between 1989 and 2014 |  | Non-Lead | No | No |  | Single Family Residence | No | No | No | Tier 5
15927604 | 160 | Tower Drive | Kyle | 78640 | Waterleaf Subdivision | 29.9695 | -97.8473 | Non-Lead - Plastic | No | Between 1989 and 2014 |  | Non-Lead - Plastic | Between 1989 and 2014 |  | Non-Lead | No | No |  | Single Family Residence | No | No | No | Tier 5
15926854 | 177 | Tower Drive | Kyle | 78640 | Waterleaf Subdivision | 29.9698 | -97.8476 | Non-Lead - Plastic | No | Between 1989 and 2014 |  | Non-Lead - Plastic | Between 1989 and 2014 |  | Non-Lead | No | No |  | Single Family Residence | No | No | No | Tier 5
12412031 | 180 | Tower Drive | Kyle | 78640 | Waterleaf Subdivision | 29.9693 | -97.8471 | Non-Lead - Plastic | No | Between 1989 and 2014 |  | Non-Lead - Plastic | Between 1989 and 2014 |  | Non-Lead | No | No |  | Single Family Residence | No | No | No | Tier 5
12476121 | 185 | Tower Drive | Kyle | 78640 | Waterleaf Subdivision | 29.9698 | -97.8475 | Non-Lead - Plastic | No | Between 1989 and 2014 |  | Non-Lead - Plastic | Between 1989 and 2014 |  | Non-Lead | No | No |  | Single Family Residence | No | No | No | Tier 5
12407579 | 193 | Tower Drive | Kyle | 78640 | Waterleaf Subdivision | 29.9697 | -97.8473 | Non-Lead - Plastic | No | Between 1989 and 2014 |  | Non-Lead - Plastic | Between 1989 and 2014 |  | Non-Lead | No | No |  | Single Family Residence | No | No | No | Tier 5
12410165 | 196 | Tower Drive | Kyle | 78640 | Waterleaf Subdivision | 29.9691 | -97.8469 | Non-Lead - Plastic | No | Between 1989 and 2014 |  | Non-Lead - Plastic | Between 1989 and 2014 |  | Non-Lead | No | No |  | Single Family Residence | No | No | No | Tier 5
16693723 | 206 | Tower Drive | Kyle | 78640 | Waterleaf Subdivision | 29.9691 | -97.8468 | Non-Lead - Plastic | No | Between 1989 and 2014 |  | Non-Lead - Plastic | Between 1989 and 2014 |  | Non-Lead | No | No |  | Single Family Residence | No | No | No | Tier 5
12681836 | 216 | Tower Drive | Kyle | 78640 | Waterleaf Subdivision | 29.969 | -97.8467 | Non-Lead - Plastic | No | Between 1989 and 2014 |  | Non-Lead - Plastic | Between 1989 and 2014 |  | Non-Lead | No | No |  | Single Family Residence | No | No | No | Tier 5
10773756 | 220 | Tower Drive | Kyle | 78640 | Waterleaf Subdivision | 29.9691 | -97.8467 | Non-Lead - Plastic | No | Between 1989 and 2014 |  | Non-Lead - Plastic | Between 1989 and 2014 |  | Non-Lead | No | No |  | Single Family Residence | No | No | No | Tier 5
16312302 | 222 | Tower Drive | Kyle | 78640 | Waterleaf Subdivision | 29.9691 | -97.8466 | Non-Lead - Plastic | No | Between 1989 and 2014 |  | Non-Lead - Plastic | Between 1989 and 2014 |  | Non-Lead | No | No |  | Single Family Residence | No | No | No | Tier 5
9301545 | 226 | Tower Drive | Kyle | 78640 | Waterleaf Subdivision | 29.9691 | -97.8466 | Non-Lead - Plastic | No | Between 1989 and 2014 |  | Non-Lead - Plastic | Between 1989 and 2014 |  | Non-Lead | No | No |  | Single Family Residence | No | No | No | Tier 5
15927748 | 235 | Tower Drive | Kyle | 78640 | Waterleaf Subdivision | 29.9692 | -97.8468 | Non-Lead - Plastic | No | Between 1989 and 2014 |  | Non-Lead - Plastic | Between 1989 and 2014 |  | Non-Lead | No | No |  | Single Family Residence | No | No | No | Tier 5
15750930 | 236 | Tower Drive | Kyle | 78640 | Waterleaf Subdivision | 29.9691 | -97.8465 | Non-Lead - Plastic | No | Between 1989 and 2014 |  | Non-Lead - Plastic | Between 1989 and 2014 |  | Non-Lead | No | No |  | Single Family Residence | No | No | No | Tier 5
10467236 | 244 | Tower Drive | Kyle | 78640 | Waterleaf Subdivision | 29.9692 | -97.8463 | Non-Lead - Plastic | No | Between 1989 and 2014 |  | Non-Lead - Plastic | Between 1989 and 2014 |  | Non-Lead | No | No |  | Single Family Residence | No | No | No | Tier 5
15787345 | 245 | Tower Drive | Kyle | 78640 | Waterleaf Subdivision | 29.9693 | -97.8466 | Non-Lead - Plastic | No | Between 1989 and 2014 |  | Non-Lead - Plastic | Between 1989 and 2014 |  | Non-Lead | No | No |  | Single Family Residence | No | No | No | Tier 5
15784691 | 254 | Tower Drive | Kyle | 78640 | Waterleaf Subdivision | 29.9693 | -97.8462 | Non-Lead - Plastic | No | Between 1989 and 2014 |  | Non-Lead - Plastic | Between 1989 and 2014 |  | Non-Lead | No | No |  | Single Family Residence | No | No | No | Tier 5
16318749 | 255 | Tower Drive | Kyle | 78640 | Waterleaf Subdivision | 29.9693 | -97.8465 | Non-Lead - Plastic | No | Between 1989 and 2014 |  | Non-Lead - Plastic | Between 1989 and 2014 |  | Non-Lead | No | No |  | Single Family Residence | No | No | No | Tier 5
16673563 | 264 | Tower Drive | Kyle | 78640 | Waterleaf Subdivision | 29.9693 | -97.8461 | Non-Lead - Plastic | No | Between 1989 and 2014 |  | Non-Lead - Plastic | Between 1989 and 2014 |  | Non-Lead | No | No |  | Single Family Residence | No | No | No | Tier 5
9402579 | 265 | Tower Drive | Kyle | 78640 | Waterleaf Subdivision | 29.9694 | -97.8463 | Non-Lead - Plastic | No | Between 1989 and 2014 |  | Non-Lead - Plastic | Between 1989 and 2014 |  | Non-Lead | No | No |  | Single Family Residence | No | No | No | Tier 5
9301449 | 273 | Tower Drive | Kyle | 78640 | Waterleaf Subdivision | 29.9695 | -97.8462 | Non-Lead - Plastic | No | Between 1989 and 2014 |  | Non-Lead - Plastic | Between 1989 and 2014 |  | Non-Lead | No | No |  | Single Family Residence | No | No | No | Tier 5
13340600 | 274 | Tower Drive | Kyle | 78640 | Waterleaf Subdivision | 29.9694 | -97.846 | Non-Lead - Plastic | No | Between 1989 and 2014 |  | Non-Lead - Plastic | Between 1989 and 2014 |  | Non-Lead | No | No |  | Single Family Residence | No | No | No | Tier 5
11178063 | 282 | Tower Drive | Kyle | 78640 | Waterleaf Subdivision | 29.9694 | -97.8459 | Non-Lead - Plastic | No | Between 1989 and 2014 |  | Non-Lead - Plastic | Between 1989 and 2014 |  | Non-Lead | No | No |  | Single Family Residence | No | No | No | Tier 5
9396507 | 283 | Tower Drive | Kyle | 78640 | Waterleaf Subdivision | 29.9696 | -97.846 | Non-Lead - Plastic | No | Between 1989 and 2014 |  | Non-Lead - Plastic | Between 1989 and 2014 |  | Non-Lead | No | No |  | Single Family Residence | No | No | No | Tier 5
7984266 | 292 | Tower Drive | Kyle | 78640 | Waterleaf Subdivision | 29.9695 | -97.8457 | Non-Lead - Plastic | No | Between 1989 and 2014 |  | Non-Lead - Plastic | Between 1989 and 2014 |  | Non-Lead | No | No |  | Single Family Residence | No | No | No | Tier 5
9551512 | 293 | Tower Drive | Kyle | 78640 | Waterleaf Subdivision | 29.9696 | -97.8458 | Non-Lead - Plastic | No | Between 1989 and 2014 |  | Non-Lead - Plastic | Between 1989 and 2014 |  | Non-Lead | No | No |  | Single Family Residence | No | No | No | Tier 5
10835539 | 301 | Tower Drive | Kyle | 78640 | Waterleaf Subdivision | 29.9697 | -97.8457 | Non-Lead - Plastic | No | Between 1989 and 2014 |  | Non-Lead - Plastic | Between 1989 and 2014 |  | Non-Lead | No | No |  | Single Family Residence | No | No | No | Tier 5
12691908 | 302 | Tower Drive | Kyle | 78640 | Waterleaf Subdivision | 29.9695 | -97.8456 | Non-Lead - Plastic | No | Between 1989 and 2014 |  | Non-Lead - Plastic | Between 1989 and 2014 |  | Non-Lead | No | No |  | Single Family Residence | No | No | No | Tier 5
12383909 | 310 | Tower Drive | Kyle | 78640 | Waterleaf Subdivision | 29.9696 | -97.8455 | Non-Lead - Plastic | No | Between 1989 and 2014 |  | Non-Lead - Plastic | Between 1989 and 2014 |  | Non-Lead | No | No |  | Single Family Residence | No | No | No | Tier 5
12761282 | 311 | Tower Drive | Kyle | 78640 | Waterleaf Subdivision | 29.9698 | -97.8455 | Non-Lead - Plastic | No | Between 1989 and 2014 |  | Non-Lead - Plastic | Between 1989 and 2014 |  | Non-Lead | No | No |  | Single Family Residence | No | No | No | Tier 5
15783975 | 320 | Tower Drive | Kyle | 78640 | Waterleaf Subdivision | 29.9697 | -97.8454 | Non-Lead - Plastic | No | Between 1989 and 2014 |  | Non-Lead - Plastic | Between 1989 and 2014 |  | Non-Lead | No | No |  | Single Family Residence | No | No | No | Tier 5
15910044 | 321 | Tower Drive | Kyle | 78640 | Waterleaf Subdivision/ 5662844 | 29.9699 | -97.8453 | Non-Lead - Plastic | No | Between 1989 and 2014 |  | Non-Lead - Plastic | Between 1989 and 2014 |  | Non-Lead | No | No |  | Single Family Residence | No | No | No | Tier 5
12413515 | 330 | Tower Drive | Kyle | 78640 | Waterleaf Subdivision | 29.9697 | -97.8452 | Non-Lead - Plastic | No | Between 1989 and 2014 |  | Non-Lead - Plastic | Between 1989 and 2014 |  | Non-Lead | No | No |  | Single Family Residence | No | No | No | Tier 5
16709687 | 331 | Tower Drive | Kyle | 78640 | Waterleaf Subdivision | 29.9699 | -97.8452 | Non-Lead - Plastic | No | Between 1989 and 2014 |  | Non-Lead - Plastic | Between 1989 and 2014 |  | Non-Lead | No | No |  | Single Family Residence | No | No | No | Tier 5
15788056 | 340 | Tower Drive | Kyle | 78640 | Waterleaf Subdivision | 29.9698 | -97.8451 | Non-Lead - Plastic | No | Between 1989 and 2014 |  | Non-Lead - Plastic | Between 1989 and 2014 |  | Non-Lead | No | No |  | Single Family Residence | No | No | No | Tier 5
15784673 | 341 | Tower Drive | Kyle | 78640 | Waterleaf Subdivision | 29.97 | -97.845 | Non-Lead - Plastic | No | Between 1989 and 2014 |  | Non-Lead - Plastic | Between 1989 and 2014 |  | Non-Lead | No | No |  | Single Family Residence | No | No | No | Tier 5
15623014 | 349 | Tower Drive | Kyle | 78640 | Waterleaf Subdivision/ 16091206 | 29.9701 | -97.8449 | Non-Lead - Plastic | No | Between 1989 and 2014 |  | Non-Lead - Plastic | After 2014 |  | Non-Lead | No | No |  | Single Family Residence | No | No | No | Tier 5
9379656 | 350 | Tower Drive | Kyle | 78640 | Waterleaf Subdivision | 29.9698 | -97.845 | Non-Lead - Plastic | No | Between 1989 and 2014 |  | Non-Lead - Plastic | Between 1989 and 2014 |  | Non-Lead | No | No |  | Single Family Residence | No | No | No | Tier 5
16200729 | 358 | Tower Drive | Kyle | 78640 | Waterleaf Subdivision | 29.9699 | -97.8449 | Non-Lead - Plastic | No | Between 1989 and 2014 |  | Non-Lead - Plastic | Between 1989 and 2014 |  | Non-Lead | No | No |  | Single Family Residence | No | No | No | Tier 5
9297102 | 359 | Tower Drive | Kyle | 78640 | Waterleaf Subdivision | 29.9702 | -97.8447 | Non-Lead - Plastic | No | Between 1989 and 2014 |  | Non-Lead - Plastic | Between 1989 and 2014 |  | Non-Lead | No | No |  | Single Family Residence | No | No | No | Tier 5
12255069 | 368 | Tower Drive | Kyle | 78640 | Waterleaf Subdivision | 29.9699 | -97.8447 | Non-Lead - Plastic | No | Between 1989 and 2014 |  | Non-Lead - Plastic | Between 1989 and 2014 |  | Non-Lead | No | No |  | Single Family Residence | No | No | No | Tier 5
10721030 | 369 | Tower Drive | Kyle | 78640 | Waterleaf Subdivision | 29.9702 | -97.8445 | Non-Lead - Plastic | No | Between 1989 and 2014 |  | Non-Lead - Plastic | Between 1989 and 2014 |  | Non-Lead | No | No |  | Single Family Residence | No | No | No | Tier 5
16674236 | 377 | Tower Drive | Kyle | 78640 | Waterleaf Subdivision | 29.9703 | -97.8444 | Non-Lead - Plastic | No | Between 1989 and 2014 |  | Non-Lead - Plastic | Between 1989 and 2014 |  | Non-Lead | No | No |  | Single Family Residence | No | No | No | Tier 5
16403325 | 378 | Tower Drive | Kyle | 78640 | Waterleaf Subdivision/ 9299256 | 29.97 | -97.8446 | Non-Lead - Plastic | No | Between 1989 and 2014 |  | Non-Lead - Plastic | Between 1989 and 2014 |  | Non-Lead | No | No |  | Single Family Residence | No | No | No | Tier 5
16228822 | 387 | Tower Drive | Kyle | 78640 | Waterleaf Subdivision | 29.9703 | -97.8442 | Non-Lead - Plastic | No | Between 1989 and 2014 |  | Non-Lead - Plastic | Between 1989 and 2014 |  | Non-Lead | No | No |  | Single Family Residence | No | No | No | Tier 5
12696084 | 388 | Tower Drive | Kyle | 78640 | Waterleaf Subdivision | 29.9701 | -97.8445 | Non-Lead - Plastic | No | Between 1989 and 2014 |  | Non-Lead - Plastic | After 2014 |  | Non-Lead | No | No |  | Single Family Residence | No | No | No | Tier 5
10125869 | 410 | Tower Drive | Kyle | 78640 | Waterleaf Subdivision | 29.9701 | -97.8442 | Non-Lead - Plastic | No | Between 1989 and 2014 |  | Non-Lead - Plastic | Between 1989 and 2014 |  | Non-Lead | No | No |  | Single Family Residence | No | No | No | Tier 5
12414183 | 420 | Tower Drive | Kyle | 78640 | Waterleaf Subdivision | 29.9702 | -97.844 | Non-Lead - Plastic | No | Between 1989 and 2014 |  | Non-Lead - Plastic | Between 1989 and 2014 |  | Non-Lead | No | No |  | Single Family Residence | No | No | No | Tier 5
13414469 | 440 | Tower Drive | Kyle | 78640 | Waterleaf Subdivision | 29.9703 | -97.8435 | Non-Lead - Plastic | No | Between 1989 and 2014 |  | Non-Lead - Plastic | Between 1989 and 2014 |  | Non-Lead | No | No |  | Single Family Residence | No | No | No | Tier 5
13335103 | 450 | Tower Drive | Kyle | 78640 | Waterleaf Subdivision | 29.9703 | -97.8434 | Non-Lead - Plastic | No | Between 1989 and 2014 |  | Non-Lead - Plastic | Between 1989 and 2014 |  | Non-Lead | No | No |  | Single Family Residence | No | No | No | Tier 5
13392037 | 460 | Tower Drive | Kyle | 78640 | Waterleaf Subdivision | 29.9704 | -97.8433 | Non-Lead - Plastic | No | Between 1989 and 2014 |  | Non-Lead - Plastic | Between 1989 and 2014 |  | Non-Lead | No | No |  | Single Family Residence | No | No | No | Tier 5
16259264 | 470 | Tower Drive | Kyle | 78640 | Waterleaf Subdivision | 29.9704 | -97.8432 | Non-Lead - Plastic | No | Between 1989 and 2014 |  | Non-Lead - Plastic | Between 1989 and 2014 |  | Non-Lead | No | No |  | Single Family Residence | No | No | No | Tier 5
10769258 | 480 | Tower Drive | Kyle | 78640 | Waterleaf Subdivision | 29.9704 | -97.8431 | Non-Lead - Plastic | No | Between 1989 and 2014 |  | Non-Lead - Plastic | Between 1989 and 2014 |  | Non-Lead | No | No |  | Single Family Residence | No | No | No | Tier 5
13159205 | 490 | Tower Drive | Kyle | 78640 | Waterleaf Subdivision | 29.9705 | -97.8428 | Non-Lead - Plastic | No | Between 1989 and 2014 |  | Non-Lead - Plastic | Between 1989 and 2014 |  | Non-Lead | No | No |  | Single Family Residence | No | No | No | Tier 5
16259487 | 500 | Tower Drive | Kyle | 78640 | Waterleaf Subdivision | 29.9705 | -97.8427 | Non-Lead - Plastic | No | Between 1989 and 2014 |  | Non-Lead - Plastic | Between 1989 and 2014 |  | Non-Lead | No | No |  | Single Family Residence | No | No | No | Tier 5
15910785 | 510 | Tower Drive | Kyle | 78640 | Waterleaf Subdivision/ 16675506 | 29.9706 | -97.8427 | Non-Lead - Plastic | No | Between 1989 and 2014 |  | Non-Lead - Plastic | Between 1989 and 2014 |  | Non-Lead | No | No |  | Single Family Residence | No | No | No | Tier 5
15784580 | 520 | Tower Drive | Kyle | 78640 | Waterleaf Subdivision | 29.9706 | -97.8426 | Non-Lead - Plastic | No | Between 1989 and 2014 |  | Non-Lead - Plastic | Between 1989 and 2014 |  | Non-Lead | No | No |  | Single Family Residence | No | No | No | Tier 5
12893849 | 530 | Tower Drive | Kyle | 78640 | Waterleaf Subdivision | 29.9706 | -97.8426 | Non-Lead - Plastic | No | Between 1989 and 2014 |  | Non-Lead - Plastic | Between 1989 and 2014 |  | Non-Lead | No | No |  | Single Family Residence | No | No | No | Tier 5
12408091 | 540 | Tower Drive | Kyle | 78640 | Waterleaf Subdivision | 29.9706 | -97.8425 | Non-Lead - Plastic | No | Between 1989 and 2014 |  | Non-Lead - Plastic | Between 1989 and 2014 |  | Non-Lead | No | No |  | Single Family Residence | No | No | No | Tier 5
750063 | 560 | Tower Drive | Kyle | 78640 | Waterleaf Subdivision | 29.9706 | -97.8424 | Non-Lead - Plastic | No | Between 1989 and 2014 |  | Non-Lead - Plastic | Between 1989 and 2014 |  | Non-Lead | No | No |  | Single Family Residence | No | No | No | Tier 5
12749417 | 570 | Tower Drive | Kyle | 78640 | Waterleaf Subdivision | 29.9706 | -97.8424 | Non-Lead - Plastic | No | Between 1989 and 2014 |  | Non-Lead - Plastic | Between 1989 and 2014 |  | Non-Lead | No | No |  | Single Family Residence | No | No | No | Tier 5
13269351 | 110 | Beech Drive | Kyle | 78640 | Waterleaf Subdivision | 29.971 | -97.842 | Non-Lead - Copper | No | Between 1989 and 2014 |  | Non-Lead - Plastic | Between 1989 and 2014 |  | Non-Lead | No | No |  | Single Family Residence | No | No | No | Tier 5
12890059 | 111 | Beech Drive | Kyle | 78640 | Waterleaf Subdivision | 29.971 | -97.8422 | Non-Lead - Copper | No | Between 1989 and 2014 |  | Non-Lead - Plastic | Between 1989 and 2014 |  | Non-Lead | No | No |  | Single Family Residence | No | No | No | Tier 5
12548154 | 120 | Beech Drive | Kyle | 78640 | Waterleaf Subdivision | 29.9711 | -97.8421 | Non-Lead - Copper | No | Between 1989 and 2014 |  | Non-Lead - Plastic | Between 1989 and 2014 |  | Non-Lead | No | No |  | Single Family Residence | No | No | No | Tier 5
12573175 | 121 | Beech Drive | Kyle | 78640 | Waterleaf Subdivision | 29.9711 | -97.8423 | Non-Lead - Copper | No | Between 1989 and 2014 |  | Non-Lead - Plastic | Between 1989 and 2014 |  | Non-Lead | No | No |  | Single Family Residence | No | No | No | Tier 5
13525023 | 130 | Beech Drive | Kyle | 78640 | Waterleaf Subdivision | 29.9712 | -97.8421 | Non-Lead - Copper | No | Between 1989 and 2014 |  | Non-Lead - Plastic | Between 1989 and 2014 |  | Non-Lead | No | No |  | Single Family Residence | No | No | No | Tier 5
13402344 | 131 | Beech Drive | Kyle | 78640 | Waterleaf Subdivision | 29.9712 | -97.8424 | Non-Lead - Copper | No | Between 1989 and 2014 |  | Non-Lead - Plastic | Between 1989 and 2014 |  | Non-Lead | No | No |  | Single Family Residence | No | No | No | Tier 5
4709865 | 140 | Beech Drive | Kyle | 78640 | Waterleaf Subdivision | 29.9713 | -97.8422 | Non-Lead - Copper | No | Between 1989 and 2014 |  | Non-Lead - Plastic | Between 1989 and 2014 |  | Non-Lead | No | No |  | Single Family Residence | No | No | No | Tier 5
12737627 | 141 | Beech Drive | Kyle | 78640 | Waterleaf Subdivision | 29.9713 | -97.8424 | Non-Lead - Copper | No | Between 1989 and 2014 |  | Non-Lead - Plastic | Between 1989 and 2014 |  | Non-Lead | No | No |  | Single Family Residence | No | No | No | Tier 5
16693658 | 150 | Beech Drive | Kyle | 78640 | Waterleaf Subdivision | 29.9714 | -97.8423 | Non-Lead - Copper | No | Between 1989 and 2014 |  | Non-Lead - Plastic | Between 1989 and 2014 |  | Non-Lead | No | No |  | Single Family Residence | No | No | No | Tier 5
12917999 | 151 | Beech Drive | Kyle | 78640 | Waterleaf Subdivision | 29.9714 | -97.8425 | Non-Lead - Copper | No | Between 1989 and 2014 |  | Non-Lead - Plastic | Between 1989 and 2014 |  | Non-Lead | No | No |  | Single Family Residence | No | No | No | Tier 5
12254532 | 160 | Beech Drive | Kyle | 78640 | Waterleaf Subdivision | 29.9715 | -97.8423 | Non-Lead - Copper | No | Between 1989 and 2014 |  | Non-Lead - Plastic | Between 1989 and 2014 |  | Non-Lead | No | No |  | Single Family Residence | No | No | No | Tier 5
13513585 | 161 | Beech Drive | Kyle | 78640 | Waterleaf Subdivision | 29.9715 | -97.8425 | Non-Lead - Copper | No | Between 1989 and 2014 |  | Non-Lead - Plastic | Between 1989 and 2014 |  | Non-Lead | No | No |  | Single Family Residence | No | No | No | Tier 5
16349170 | 170 | Beech Drive | Kyle | 78640 | Waterleaf Subdivision | 29.9716 | -97.8424 | Non-Lead - Copper | No | Between 1989 and 2014 |  | Non-Lead - Plastic | Between 1989 and 2014 |  | Non-Lead | No | No |  | Single Family Residence | No | No | No | Tier 5
10127742 | 171 | Beech Drive | Kyle | 78640 | Waterleaf Subdivision | 29.9716 | -97.8426 | Non-Lead - Copper | No | Between 1989 and 2014 |  | Non-Lead - Plastic | Between 1989 and 2014 |  | Non-Lead | No | No |  | Single Family Residence | No | No | No | Tier 5
12539013 | 180 | Beech Drive | Kyle | 78640 | Waterleaf Subdivision | 29.9717 | -97.8425 | Non-Lead - Copper | No | Between 1989 and 2014 |  | Non-Lead - Plastic | Between 1989 and 2014 |  | Non-Lead | No | No |  | Single Family Residence | No | No | No | Tier 5
10770141 | 181 | Beech Drive | Kyle | 78640 | Waterleaf Subdivision | 29.9717 | -97.8427 | Non-Lead - Copper | No | Between 1989 and 2014 |  | Non-Lead - Plastic | Between 1989 and 2014 |  | Non-Lead | No | No |  | Single Family Residence | No | No | No | Tier 5
12563504 | 190 | Beech Drive | Kyle | 78640 | Waterleaf Subdivision | 29.9719 | -97.8425 | Non-Lead - Copper | No | Between 1989 and 2014 |  | Non-Lead - Plastic | Between 1989 and 2014 |  | Non-Lead | No | No |  | Single Family Residence | No | No | No | Tier 5
13325207 | 191 | Beech Drive | Kyle | 78640 | Waterleaf Subdivision | 29.9718 | -97.8427 | Non-Lead - Copper | No | Between 1989 and 2014 |  | Non-Lead - Plastic | Between 1989 and 2014 |  | Non-Lead | No | No |  | Single Family Residence | No | No | No | Tier 5
12545826 | 200 | Beech Drive | Kyle | 78640 | Waterleaf Subdivision | 29.972 | -97.8426 | Non-Lead - Copper | No | Between 1989 and 2014 |  | Non-Lead - Plastic | Between 1989 and 2014 |  | Non-Lead | No | No |  | Single Family Residence | No | No | No | Tier 5
13324850 | 205 | Beech Drive | Kyle | 78640 | Waterleaf Subdivision | 29.9719 | -97.8428 | Non-Lead - Copper | No | Between 1989 and 2014 |  | Non-Lead - Plastic | Between 1989 and 2014 |  | Non-Lead | No | No |  | Single Family Residence | No | No | No | Tier 5
15785355 | 210 | Beech Drive | Kyle | 78640 | Waterleaf Subdivision | 29.9721 | -97.8426 | Non-Lead - Copper | No | Between 1989 and 2014 |  | Non-Lead - Plastic | Between 1989 and 2014 |  | Non-Lead | No | No |  | Single Family Residence | No | No | No | Tier 5
16339102 | 215 | Beech Drive | Kyle | 78640 | Waterleaf Subdivision | 29.972 | -97.8429 | Non-Lead - Copper | No | Between 1989 and 2014 |  | Non-Lead - Plastic | Between 1989 and 2014 |  | Non-Lead | No | No |  | Single Family Residence | No | No | No | Tier 5
16674455 | 220 | Beech Drive | Kyle | 78640 | Waterleaf Subdivision | 29.9722 | -97.8427 | Non-Lead - Copper | No | Between 1989 and 2014 |  | Non-Lead - Plastic | Between 1989 and 2014 |  | Non-Lead | No | No |  | Single Family Residence | No | No | No | Tier 5
12666612 | 225 | Beech Drive | Kyle | 78640 | Waterleaf Subdivision | 29.9721 | -97.8429 | Non-Lead - Copper | No | Between 1989 and 2014 |  | Non-Lead - Plastic | Between 1989 and 2014 |  | Non-Lead | No | No |  | Single Family Residence | No | No | No | Tier 5
10260051 | 230 | Beech Drive | Kyle | 78640 | Waterleaf Subdivision | 29.9723 | -97.8428 | Non-Lead - Copper | No | Between 1989 and 2014 |  | Non-Lead - Plastic | Between 1989 and 2014 |  | Non-Lead | No | No |  | Single Family Residence | No | No | No | Tier 5
4509687 | 240 | Beech Drive | Kyle | 78640 | Waterleaf Subdivision | 29.9724 | -97.8428 | Non-Lead - Copper | No | Between 1989 and 2014 |  | Non-Lead - Plastic | Between 1989 and 2014 |  | Non-Lead | No | No |  | Single Family Residence | No | No | No | Tier 5
9297043 | 241 | Beech Drive | Kyle | 78640 | Waterleaf Subdivision | 29.9723 | -97.843 | Non-Lead - Copper | No | Between 1989 and 2014 |  | Non-Lead - Plastic | Between 1989 and 2014 |  | Non-Lead | No | No |  | Single Family Residence | No | No | No | Tier 5
4347466 | 250 | Beech Drive | Kyle | 78640 | Waterleaf Subdivision | 29.9725 | -97.8429 | Non-Lead - Copper | No | Between 1989 and 2014 |  | Non-Lead - Plastic | Between 1989 and 2014 |  | Non-Lead | No | No |  | Single Family Residence | No | No | No | Tier 5
15910782 | 251 | Beech Drive | Kyle | 78640 | Waterleaf Subdivision/ 7257235 | 29.9724 | -97.8431 | Non-Lead - Copper | No | Between 1989 and 2014 |  | Non-Lead - Plastic | Between 1989 and 2014 |  | Non-Lead | No | No |  | Single Family Residence | No | No | No | Tier 5
12084308 | 260 | Beech Drive | Kyle | 78640 | Waterleaf Subdivision | 29.9726 | -97.843 | Non-Lead - Copper | No | Between 1989 and 2014 |  | Non-Lead - Plastic | Between 1989 and 2014 |  | Non-Lead | No | No |  | Single Family Residence | No | No | No | Tier 5
10797791 | 265 | Beech Drive | Kyle | 78640 | Waterleaf Subdivision | 29.9725 | -97.8432 | Non-Lead - Copper | No | Between 1989 and 2014 |  | Non-Lead - Plastic | Between 1989 and 2014 |  | Non-Lead | No | No |  | Single Family Residence | No | No | No | Tier 5
7996949 | 270 | Beech Drive | Kyle | 78640 | Waterleaf Subdivision | 29.9726 | -97.8431 | Non-Lead - Copper | No | Between 1989 and 2014 |  | Non-Lead - Plastic | Between 1989 and 2014 |  | Non-Lead | No | No |  | Single Family Residence | No | No | No | Tier 5
848067 | 280 | Beech Drive | Kyle | 78640 | Waterleaf Subdivision | 29.9727 | -97.8432 | Non-Lead - Copper | No | Between 1989 and 2014 |  | Non-Lead - Plastic | Between 1989 and 2014 |  | Non-Lead | No | No |  | Single Family Residence | No | No | No | Tier 5
12245174 | 300 | Beech Drive | Kyle | 78640 | Waterleaf Subdivision | 29.9732 | -97.8437 | Non-Lead - Copper | No | Between 1989 and 2014 |  | Non-Lead - Plastic | Between 1989 and 2014 |  | Non-Lead | No | No |  | Single Family Residence | No | No | No | Tier 5
12238449 | 315 | Beech Drive | Kyle | 78640 | Waterleaf Subdivision | 29.9731 | -97.8438 | Non-Lead - Copper | No | Between 1989 and 2014 |  | Non-Lead - Plastic | Between 1989 and 2014 |  | Non-Lead | No | No |  | Single Family Residence | No | No | No | Tier 5
13359796 | 130 | Plum Path | Kyle | 78640 | Waterleaf Subdivision | 29.9729 | -97.844 | Non-Lead - Copper | No | Between 1989 and 2014 |  | Non-Lead - Plastic | Between 1989 and 2014 |  | Non-Lead | No | No |  | Single Family Residence | No | No | No | Tier 5
10031940 | 140 | Plum Path | Kyle | 78640 | Waterleaf Subdivision | 29.973 | -97.8439 | Non-Lead - Copper | No | Between 1989 and 2014 |  | Non-Lead - Plastic | Between 1989 and 2014 |  | Non-Lead | No | No |  | Single Family Residence | No | No | No | Tier 5
12716604 | 110 | Myrtle Street | Kyle | 78640 | Waterleaf Subdivision | 29.9708 | -97.843 | Non-Lead - Copper | No | Between 1989 and 2014 |  | Non-Lead - Plastic | Between 1989 and 2014 |  | Non-Lead | No | No |  | Single Family Residence | No | No | No | Tier 5
5052227 | 111 | Myrtle Street | Kyle | 78640 | Waterleaf Subdivision | 29.9708 | -97.8431 | Non-Lead - Copper | No | Between 1989 and 2014 |  | Non-Lead - Plastic | Between 1989 and 2014 |  | Non-Lead | No | No |  | Single Family Residence | No | No | No | Tier 5
837805 | 120 | Myrtle Street | Kyle | 78640 | Waterleaf Subdivision | 29.971 | -97.843 | Non-Lead - Copper | No | Between 1989 and 2014 |  | Non-Lead - Plastic | Between 1989 and 2014 |  | Non-Lead | No | No |  | Single Family Residence | No | No | No | Tier 5
10091128 | 121 | Myrtle Street | Kyle | 78640 | Waterleaf Subdivision | 29.9709 | -97.8432 | Non-Lead - Copper | No | Between 1989 and 2014 |  | Non-Lead - Plastic | Between 1989 and 2014 |  | Non-Lead | No | No |  | Single Family Residence | No | No | No | Tier 5
5163448 | 130 | Myrtle Street | Kyle | 78640 | Waterleaf Subdivision | 29.9711 | -97.8431 | Non-Lead - Copper | No | Between 1989 and 2014 |  | Non-Lead - Plastic | Between 1989 and 2014 |  | Non-Lead | No | No |  | Single Family Residence | No | No | No | Tier 5
16239700 | 135 | Myrtle Street | Kyle | 78640 | Waterleaf Subdivision | 29.971 | -97.8433 | Non-Lead - Copper | No | Between 1989 and 2014 |  | Non-Lead - Plastic | Between 1989 and 2014 |  | Non-Lead | No | No |  | Single Family Residence | No | No | No | Tier 5
13378963 | 140 | Myrtle Street | Kyle | 78640 | Waterleaf Subdivision | 29.9712 | -97.8431 | Non-Lead - Copper | No | Between 1989 and 2014 |  | Non-Lead - Plastic | Between 1989 and 2014 |  | Non-Lead | No | No |  | Single Family Residence | No | No | No | Tier 5
10850769 | 145 | Myrtle Street | Kyle | 78640 | Waterleaf Subdivision | 29.9712 | -97.8433 | Non-Lead - Copper | No | Between 1989 and 2014 |  | Non-Lead - Plastic | Between 1989 and 2014 |  | Non-Lead | No | No |  | Single Family Residence | No | No | No | Tier 5
12489900 | 150 | Myrtle Street | Kyle | 78640 | Waterleaf Subdivision | 29.9713 | -97.8432 | Non-Lead - Copper | No | Between 1989 and 2014 |  | Non-Lead - Plastic | Between 1989 and 2014 |  | Non-Lead | No | No |  | Single Family Residence | No | No | No | Tier 5
10797930 | 155 | Myrtle Street | Kyle | 78640 | Waterleaf Subdivision | 29.9713 | -97.8434 | Non-Lead - Copper | No | Between 1989 and 2014 |  | Non-Lead - Plastic | Between 1989 and 2014 |  | Non-Lead | No | No |  | Single Family Residence | No | No | No | Tier 5
12497001 | 160 | Myrtle Street | Kyle | 78640 | Waterleaf Subdivision | 29.9714 | -97.8433 | Non-Lead - Copper | No | Between 1989 and 2014 |  | Non-Lead - Plastic | Between 1989 and 2014 |  | Non-Lead | No | No |  | Single Family Residence | No | No | No | Tier 5
15950053 | 165 | Myrtle Street | Kyle | 78640 | Waterleaf Subdivision | 29.9714 | -97.8435 | Non-Lead - Copper | No | Between 1989 and 2014 |  | Non-Lead - Plastic | Between 1989 and 2014 |  | Non-Lead | No | No |  | Single Family Residence | No | No | No | Tier 5
9393356 | 170 | Myrtle Street | Kyle | 78640 | Waterleaf Subdivision | 29.9715 | -97.8434 | Non-Lead - Copper | No | Between 1989 and 2014 |  | Non-Lead - Plastic | Between 1989 and 2014 |  | Non-Lead | No | No |  | Single Family Residence | No | No | No | Tier 5
13371319 | 175 | Myrtle Street | Kyle | 78640 | Waterleaf Subdivision | 29.9715 | -97.8435 | Non-Lead - Copper | No | Between 1989 and 2014 |  | Non-Lead - Plastic | Between 1989 and 2014 |  | Non-Lead | No | No |  | Single Family Residence | No | No | No | Tier 5
13419858 | 180 | Myrtle Street | Kyle | 78640 | Waterleaf Subdivision | 29.9717 | -97.8434 | Non-Lead - Copper | No | Between 1989 and 2014 |  | Non-Lead - Plastic | Between 1989 and 2014 |  | Non-Lead | No | No |  | Single Family Residence | No | No | No | Tier 5
12682649 | 185 | Myrtle Street | Kyle | 78640 | Waterleaf Subdivision | 29.9716 | -97.8436 | Non-Lead - Copper | No | Between 1989 and 2014 |  | Non-Lead - Plastic | Between 1989 and 2014 |  | Non-Lead | No | No |  | Single Family Residence | No | No | No | Tier 5
12686860 | 190 | Myrtle Street | Kyle | 78640 | Waterleaf Subdivision | 29.9718 | -97.8435 | Non-Lead - Copper | No | Between 1989 and 2014 |  | Non-Lead - Plastic | Between 1989 and 2014 |  | Non-Lead | No | No |  | Single Family Residence | No | No | No | Tier 5
12173869 | 195 | Myrtle Street | Kyle | 78640 | Waterleaf Subdivision | 29.9717 | -97.8437 | Non-Lead - Copper | No | Between 1989 and 2014 |  | Non-Lead - Plastic | Between 1989 and 2014 |  | Non-Lead | No | No |  | Single Family Residence | No | No | No | Tier 5
16387191 | 200 | Myrtle Street | Kyle | 78640 | Waterleaf Subdivision | 29.9719 | -97.8436 | Non-Lead - Copper | No | Between 1989 and 2014 |  | Non-Lead - Plastic | Between 1989 and 2014 |  | Non-Lead | No | No |  | Single Family Residence | No | No | No | Tier 5
13140498 | 205 | Myrtle Street | Kyle | 78640 | Waterleaf Subdivision | 29.9718 | -97.8438 | Non-Lead - Copper | No | Between 1989 and 2014 |  | Non-Lead - Plastic | Between 1989 and 2014 |  | Non-Lead | No | No |  | Single Family Residence | No | No | No | Tier 5
15791908 | 210 | Myrtle Street | Kyle | 78640 | Waterleaf Subdivision | 29.972 | -97.8437 | Non-Lead - Copper | No | Between 1989 and 2014 |  | Non-Lead - Plastic | Between 1989 and 2014 |  | Non-Lead | No | No |  | Single Family Residence | No | No | No | Tier 5
12775244 | 215 | Myrtle Street | Kyle | 78640 | Waterleaf Subdivision | 29.9719 | -97.8438 | Non-Lead - Copper | No | Between 1989 and 2014 |  | Non-Lead - Plastic | Between 1989 and 2014 |  | Non-Lead | No | No |  | Single Family Residence | No | No | No | Tier 5
10299260 | 220 | Myrtle Street | Kyle | 78640 | Waterleaf Subdivision | 29.9721 | -97.8438 | Non-Lead - Copper | No | Between 1989 and 2014 |  | Non-Lead - Plastic | Between 1989 and 2014 |  | Non-Lead | No | No |  | Single Family Residence | No | No | No | Tier 5
12560577 | 225 | Myrtle Street | Kyle | 78640 | Waterleaf Subdivision | 29.972 | -97.8439 | Non-Lead - Copper | No | Between 1989 and 2014 |  | Non-Lead - Plastic | Between 1989 and 2014 |  | Non-Lead | No | No |  | Single Family Residence | No | No | No | Tier 5
9541865 | 230 | Myrtle Street | Kyle | 78640 | Waterleaf Subdivision | 29.9722 | -97.8439 | Non-Lead - Copper | No | Between 1989 and 2014 |  | Non-Lead - Plastic | Between 1989 and 2014 |  | Non-Lead | No | No |  | Single Family Residence | No | No | No | Tier 5
860097 | 235 | Myrtle Street | Kyle | 78640 | Waterleaf Subdivision | 29.9721 | -97.844 | Non-Lead - Copper | No | Between 1989 and 2014 |  | Non-Lead - Plastic | Between 1989 and 2014 |  | Non-Lead | No | No |  | Single Family Residence | No | No | No | Tier 5
12896088 | 240 | Myrtle Street | Kyle | 78640 | Waterleaf Subdivision | 29.9723 | -97.844 | Non-Lead - Copper | No | Between 1989 and 2014 |  | Non-Lead - Plastic | Between 1989 and 2014 |  | Non-Lead | No | No |  | Single Family Residence | No | No | No | Tier 5
16416818 | 245 | Myrtle Street | Kyle | 78640 | Waterleaf Subdivision | 29.9722 | -97.8441 | Non-Lead - Copper | No | Between 1989 and 2014 |  | Non-Lead - Plastic | Between 1989 and 2014 |  | Non-Lead | No | No |  | Single Family Residence | No | No | No | Tier 5
13130819 | 255 | Myrtle Street | Kyle | 78640 | Waterleaf Subdivision | 29.9724 | -97.8444 | Non-Lead - Copper | No | Between 1989 and 2014 |  | Non-Lead - Plastic | Between 1989 and 2014 |  | Non-Lead | No | No |  | Single Family Residence | No | No | No | Tier 5
5803976 | 260 | Myrtle Street | Kyle | 78640 | Waterleaf Subdivision | 29.9726 | -97.8443 | Non-Lead - Copper | No | Between 1989 and 2014 |  | Non-Lead - Plastic | Between 1989 and 2014 |  | Non-Lead | No | No |  | Single Family Residence | No | No | No | Tier 5
13459554 | 265 | Myrtle Street | Kyle | 78640 | Waterleaf Subdivision | 29.9725 | -97.8445 | Non-Lead - Copper | No | Between 1989 and 2014 |  | Non-Lead - Plastic | Between 1989 and 2014 |  | Non-Lead | No | No |  | Single Family Residence | No | No | No | Tier 5
10814999 | 270 | Myrtle Street | Kyle | 78640 | Waterleaf Subdivision | 29.9726 | -97.8443 | Non-Lead - Copper | No | Between 1989 and 2014 |  | Non-Lead - Plastic | Between 1989 and 2014 |  | Non-Lead | No | No |  | Single Family Residence | No | No | No | Tier 5
5007472 | 275 | Myrtle Street | Kyle | 78640 | Waterleaf Subdivision | 29.9725 | -97.8445 | Non-Lead - Copper | No | Between 1989 and 2014 |  | Non-Lead - Plastic | Between 1989 and 2014 |  | Non-Lead | No | No |  | Single Family Residence | No | No | No | Tier 5
855671 | 280 | Myrtle Street | Kyle | 78640 | Waterleaf Subdivision | 29.9726 | -97.8443 | Non-Lead - Copper | No | Between 1989 and 2014 |  | Non-Lead - Plastic | Between 1989 and 2014 |  | Non-Lead | No | No |  | Single Family Residence | No | No | No | Tier 5
13263013 | 285 | Myrtle Street | Kyle | 78640 | Waterleaf Subdivision | 29.9726 | -97.8446 | Non-Lead - Copper | No | Between 1989 and 2014 |  | Non-Lead - Plastic | Between 1989 and 2014 |  | Non-Lead | No | No |  | Single Family Residence | No | No | No | Tier 5
13169209 | 290 | Myrtle Street | Kyle | 78640 | Waterleaf Subdivision | 29.9726 | -97.8443 | Non-Lead - Copper | No | Between 1989 and 2014 |  | Non-Lead - Plastic | Between 1989 and 2014 |  | Non-Lead | No | No |  | Single Family Residence | No | No | No | Tier 5
13458619 | 300 | Myrtle Street | Kyle | 78640 | Waterleaf Subdivision | 29.9726 | -97.8444 | Non-Lead - Copper | No | Between 1989 and 2014 |  | Non-Lead - Plastic | Between 1989 and 2014 |  | Non-Lead | No | No |  | Single Family Residence | No | No | No | Tier 5
15927719 | 310 | Myrtle Street | Kyle | 78640 | Waterleaf Subdivision | 29.9727 | -97.8444 | Non-Lead - Copper | No | Between 1989 and 2014 |  | Non-Lead - Plastic | Between 1989 and 2014 |  | Non-Lead | No | No |  | Single Family Residence | No | No | No | Tier 5
12483821 | 320 | Myrtle Street | Kyle | 78640 | Waterleaf Subdivision | 29.9727 | -97.8444 | Non-Lead - Copper | No | Between 1989 and 2014 |  | Non-Lead - Plastic | Between 1989 and 2014 |  | Non-Lead | No | No |  | Single Family Residence | No | No | No | Tier 5
10182196 | 110 | Karrie Drive | Kyle | 78640 | Waterleaf Subdivision | 29.9716 | -97.845 | Non-Lead - Copper | No | Between 1989 and 2014 |  | Non-Lead - Plastic | Between 1989 and 2014 |  | Non-Lead | No | No |  | Single Family Residence | No | No | No | Tier 5
10126180 | 115 | Karrie Drive | Kyle | 78640 | Waterleaf Subdivision | 29.9714 | -97.8449 | Non-Lead - Copper | No | Between 1989 and 2014 |  | Non-Lead - Plastic | Between 1989 and 2014 |  | Non-Lead | No | No |  | Single Family Residence | No | No | No | Tier 5
13430695 | 120 | Karrie Drive | Kyle | 78640 | Waterleaf Subdivision | 29.9715 | -97.8451 | Non-Lead - Copper | No | Between 1989 and 2014 |  | Non-Lead - Plastic | Between 1989 and 2014 |  | Non-Lead | No | No |  | Single Family Residence | No | No | No | Tier 5
12493058 | 125 | Karrie Drive | Kyle | 78640 | Waterleaf Subdivision | 29.9713 | -97.845 | Non-Lead - Copper | No | Between 1989 and 2014 |  | Non-Lead - Plastic | Between 1989 and 2014 |  | Non-Lead | No | No |  | Single Family Residence | No | No | No | Tier 5
10748403 | 132 | Karrie Drive | Kyle | 78640 | Waterleaf Subdivision | 29.9714 | -97.8452 | Non-Lead - Plastic | No | Between 1989 and 2014 |  | Non-Lead - Plastic | Between 1989 and 2014 |  | Non-Lead | No | No |  | Single Family Residence | No | No | No | Tier 5
13408599 | 139 | Karrie Drive | Kyle | 78640 | Waterleaf Subdivision | 29.9712 | -97.8451 | Non-Lead - Plastic | No | Between 1989 and 2014 |  | Non-Lead - Plastic | Between 1989 and 2014 |  | Non-Lead | No | No |  | Single Family Residence | No | No | No | Tier 5
12237242 | 142 | Karrie Drive | Kyle | 78640 | Waterleaf Subdivision | 29.9713 | -97.8453 | Non-Lead - Plastic | No | Between 1989 and 2014 |  | Non-Lead - Plastic | Between 1989 and 2014 |  | Non-Lead | No | No |  | Single Family Residence | No | No | No | Tier 5
16761272 | 149 | Karrie Drive | Kyle | 78640 | Waterleaf Subdivision | 29.9711 | -97.8452 | Non-Lead - Plastic | No | Between 1989 and 2014 |  | Non-Lead - Plastic | Between 1989 and 2014 |  | Non-Lead | No | No |  | Single Family Residence | No | No | No | Tier 5
13316135 | 152 | Karrie Drive | Kyle | 78640 | Waterleaf Subdivision | 29.9712 | -97.8454 | Non-Lead - Plastic | No | Between 1989 and 2014 |  | Non-Lead - Plastic | Between 1989 and 2014 |  | Non-Lead | No | No |  | Single Family Residence | No | No | No | Tier 5
16388695 | 157 | Karrie Drive | Kyle | 78640 | Waterleaf Subdivision | 29.9711 | -97.8453 | Non-Lead - Plastic | No | Between 1989 and 2014 |  | Non-Lead - Plastic | Between 1989 and 2014 |  | Non-Lead | No | No |  | Single Family Residence | No | No | No | Tier 5
12663004 | 160 | Karrie Drive | Kyle | 78640 | Waterleaf Subdivision | 29.9712 | -97.8455 | Non-Lead - Plastic | No | Between 1989 and 2014 |  | Non-Lead - Plastic | Between 1989 and 2014 |  | Non-Lead | No | No |  | Single Family Residence | No | No | No | Tier 5
12871582 | 167 | Karrie Drive | Kyle | 78640 | Waterleaf Subdivision | 29.971 | -97.8454 | Non-Lead - Plastic | No | Between 1989 and 2014 |  | Non-Lead - Plastic | Between 1989 and 2014 |  | Non-Lead | No | No |  | Single Family Residence | No | No | No | Tier 5
12251945 | 170 | Karrie Drive | Kyle | 78640 | Waterleaf Subdivision | 29.9711 | -97.8455 | Non-Lead - Plastic | No | Between 1989 and 2014 |  | Non-Lead - Plastic | Between 1989 and 2014 |  | Non-Lead | No | No |  | Single Family Residence | No | No | No | Tier 5
16387244 | 177 | Karrie Drive | Kyle | 78640 | Waterleaf Subdivision | 29.9709 | -97.8455 | Non-Lead - Plastic | No | Between 1989 and 2014 |  | Non-Lead - Plastic | Between 1989 and 2014 |  | Non-Lead | No | No |  | Single Family Residence | No | No | No | Tier 5
13130646 | 180 | Karrie Drive | Kyle | 78640 | Waterleaf Subdivision | 29.971 | -97.8456 | Non-Lead - Plastic | No | Between 1989 and 2014 |  | Non-Lead - Plastic | Between 1989 and 2014 |  | Non-Lead | No | No |  | Single Family Residence | No | No | No | Tier 5
13298548 | 185 | Karrie Drive | Kyle | 78640 | Waterleaf Subdivision | 29.9709 | -97.8455 | Non-Lead - Plastic | No | Between 1989 and 2014 |  | Non-Lead - Plastic | Between 1989 and 2014 |  | Non-Lead | No | No |  | Single Family Residence | No | No | No | Tier 5
16773830 | 190 | Karrie Drive | Kyle | 78640 | Waterleaf Subdivision | 29.9709 | -97.8457 | Non-Lead - Plastic | No | Between 1989 and 2014 |  | Non-Lead - Plastic | Between 1989 and 2014 |  | Non-Lead | No | No |  | Single Family Residence | No | No | No | Tier 5
16104192 | 195 | Karrie Drive | Kyle | 78640 | Waterleaf Subdivision | 29.9708 | -97.8456 | Non-Lead - Plastic | No | Between 1989 and 2014 |  | Non-Lead - Plastic | Between 1989 and 2014 |  | Non-Lead | No | No |  | Single Family Residence | No | No | No | Tier 5
13368019 | 200 | Karrie Drive | Kyle | 78640 | Waterleaf Subdivision | 29.9707 | -97.846 | Non-Lead - Plastic | No | Between 1989 and 2014 |  | Non-Lead - Plastic | Between 1989 and 2014 |  | Non-Lead | No | No |  | Single Family Residence | No | No | No | Tier 5
16204900 | 205 | Karrie Drive | Kyle | 78640 | Waterleaf Subdivision | 29.9705 | -97.8459 | Non-Lead - Plastic | No | Between 1989 and 2014 |  | Non-Lead - Plastic | Between 1989 and 2014 |  | Non-Lead | No | No |  | Single Family Residence | No | No | No | Tier 5
16241441 | 215 | Karrie Drive | Kyle | 78640 | Waterleaf Subdivision | 29.9704 | -97.8461 | Non-Lead - Plastic | No | Between 1989 and 2014 |  | Non-Lead - Plastic | Between 1989 and 2014 |  | Non-Lead | No | No |  | Single Family Residence | No | No | No | Tier 5
784172 | 225 | Karrie Drive | Kyle | 78640 | Waterleaf Subdivision | 29.9704 | -97.8461 | Non-Lead - Plastic | No | Between 1989 and 2014 |  | Non-Lead - Plastic | Between 1989 and 2014 |  | Non-Lead | No | No |  | Single Family Residence | No | No | No | Tier 5
839152 | 226 | Karrie Drive | Kyle | 78640 | Waterleaf Subdivision | 29.9705 | -97.8462 | Non-Lead - Plastic | No | Between 1989 and 2014 |  | Non-Lead - Plastic | Between 1989 and 2014 |  | Non-Lead | No | No |  | Single Family Residence | No | No | No | Tier 5
16087621 | 233 | Karrie Drive | Kyle | 78640 | Waterleaf Subdivision | 29.9703 | -97.8461 | Non-Lead - Plastic | No | Between 1989 and 2014 |  | Non-Lead - Plastic | Between 1989 and 2014 |  | Non-Lead | No | No |  | Single Family Residence | No | No | No | Tier 5
16737447 | 236 | Karrie Drive | Kyle | 78640 | Waterleaf Subdivision | 29.9704 | -97.8463 | Non-Lead - Plastic | No | Between 1989 and 2014 |  | Non-Lead - Plastic | Between 1989 and 2014 |  | Non-Lead | No | No |  | Single Family Residence | No | No | No | Tier 5
828289 | 247 | Karrie Drive | Kyle | 78640 | Waterleaf Subdivision | 29.9703 | -97.8462 | Non-Lead - Plastic | No | Between 1989 and 2014 |  | Non-Lead - Plastic | Between 1989 and 2014 |  | Non-Lead | No | No |  | Single Family Residence | No | No | No | Tier 5
10711189 | 248 | Karrie Drive | Kyle | 78640 | Waterleaf Subdivision | 29.9704 | -97.8463 | Non-Lead - Plastic | No | Between 1989 and 2014 |  | Non-Lead - Plastic | Between 1989 and 2014 |  | Non-Lead | No | No |  | Single Family Residence | No | No | No | Tier 5
13140838 | 257 | Karrie Drive | Kyle | 78640 | Waterleaf Subdivision | 29.9703 | -97.8462 | Non-Lead - Plastic | No | Between 1989 and 2014 |  | Non-Lead - Plastic | Between 1989 and 2014 |  | Non-Lead | No | No |  | Single Family Residence | No | No | No | Tier 5
10801738 | 258 | Karrie Drive | Kyle | 78640 | Waterleaf Subdivision | 29.9704 | -97.8463 | Non-Lead - Plastic | No | Between 1989 and 2014 |  | Non-Lead - Plastic | Between 1989 and 2014 |  | Non-Lead | No | No |  | Single Family Residence | No | No | No | Tier 5
7997664 | 261 | Karrie Drive | Kyle | 78640 | Waterleaf Subdivision | 29.9703 | -97.8462 | Non-Lead - Plastic | No | Between 1989 and 2014 |  | Non-Lead - Plastic | Between 1989 and 2014 |  | Non-Lead | No | No |  | Single Family Residence | No | No | No | Tier 5
10027327 | 111 | Gina Drive | Kyle | 78640 | Waterleaf Subdivision | 29.9691 | -97.8481 | Non-Lead - Plastic | No | Between 1989 and 2014 |  | Non-Lead - Plastic | Between 1989 and 2014 |  | Non-Lead | No | No |  | Single Family Residence | No | No | No | Tier 5
16523269 | 121 | Gina Drive | Kyle | 78640 | Waterleaf Subdivision | 29.969 | -97.848 | Non-Lead - Plastic | No | Between 1989 and 2014 |  | Non-Lead - Plastic | Between 1989 and 2014 |  | Non-Lead | No | No |  | Single Family Residence | No | No | No | Tier 5
748297 | 133 | Gina Drive | Kyle | 78640 | Waterleaf Subdivision | 29.969 | -97.8479 | Non-Lead - Plastic | No | Between 1989 and 2014 |  | Non-Lead - Plastic | Between 1989 and 2014 |  | Non-Lead | No | No |  | Single Family Residence | No | No | No | Tier 5
12864503 | 143 | Gina Drive | Kyle | 78640 | Waterleaf Subdivision | 29.9689 | -97.8478 | Non-Lead - Plastic | No | Between 1989 and 2014 |  | Non-Lead - Plastic | Between 1989 and 2014 |  | Non-Lead | No | No |  | Single Family Residence | No | No | No | Tier 5
15773746 | 153 | Gina Drive | Kyle | 78640 | Waterleaf Subdivision | 29.9688 | -97.8477 | Non-Lead - Plastic | No | Between 1989 and 2014 |  | Non-Lead - Plastic | Between 1989 and 2014 |  | Non-Lead | No | No |  | Single Family Residence | No | No | No | Tier 5
9467307 | 161 | Gina Drive | Kyle | 78640 | Waterleaf Subdivision | 29.9686 | -97.8475 | Non-Lead - Plastic | No | Between 1989 and 2014 |  | Non-Lead - Plastic | Between 1989 and 2014 |  | Non-Lead | No | No |  | Single Family Residence | No | No | No | Tier 5
9611705 | 171 | Gina Drive | Kyle | 78640 | Waterleaf Subdivision | 29.9683 | -97.8472 | Non-Lead - Plastic | No | Between 1989 and 2014 |  | Non-Lead - Plastic | Between 1989 and 2014 |  | Non-Lead | No | No |  | Single Family Residence | No | No | No | Tier 5
10243748 | 181 | Gina Drive | Kyle | 78640 | Waterleaf Subdivision | 29.9681 | -97.8469 | Non-Lead - Plastic | No | Between 1989 and 2014 |  | Non-Lead - Plastic | Between 1989 and 2014 |  | Non-Lead | No | No |  | Single Family Residence | No | No | No | Tier 5
10550534 | 271 | Gina Drive | Kyle | 78640 | Waterleaf Subdivision | 29.9672 | -97.846 | Non-Lead - Plastic | No | Between 1989 and 2014 |  | Non-Lead - Plastic | Between 1989 and 2014 |  | Non-Lead | No | No |  | Single Family Residence | No | No | No | Tier 5
15773740 | 281 | Gina Drive | Kyle | 78640 | Waterleaf Subdivision | 29.9672 | -97.846 | Non-Lead - Plastic | No | Between 1989 and 2014 |  | Non-Lead - Plastic | Between 1989 and 2014 |  | Non-Lead | No | No |  | Single Family Residence | No | No | No | Tier 5
748622 | 291 | Gina Drive | Kyle | 78640 | Waterleaf Subdivision | 29.9671 | -97.8459 | Non-Lead - Plastic | No | Between 1989 and 2014 |  | Non-Lead - Plastic | Between 1989 and 2014 |  | Non-Lead | No | No |  | Single Family Residence | No | No | No | Tier 5
9387406 | 301 | Gina Drive | Kyle | 78640 | Waterleaf Subdivision | 29.9671 | -97.8459 | Non-Lead - Plastic | No | Between 1989 and 2014 |  | Non-Lead - Plastic | Between 1989 and 2014 |  | Non-Lead | No | No |  | Single Family Residence | No | No | No | Tier 5
9461866 | 311 | Gina Drive | Kyle | 78640 | Waterleaf Subdivision | 29.967 | -97.8459 | Non-Lead - Plastic | No | Between 1989 and 2014 |  | Non-Lead - Plastic | Between 1989 and 2014 |  | Non-Lead | No | No |  | Single Family Residence | No | No | No | Tier 5
1423827 | 321 | Gina Drive | Kyle | 78640 | Waterleaf Subdivision/ 7976755 | 29.9668 | -97.8456 | Non-Lead - Plastic | No | Between 1989 and 2014 |  | Non-Lead - Plastic | Between 1989 and 2014 |  | Non-Lead | No | No |  | Single Family Residence | No | No | No | Tier 5
10002396 | 330 | Gina Drive | Kyle | 78640 | Waterleaf Subdivision | 29.9666 | -97.8456 | Non-Lead - Plastic | No | Between 1989 and 2014 |  | Non-Lead - Plastic | Between 1989 and 2014 |  | Non-Lead | No | No |  | Single Family Residence | No | No | No | Tier 5
16391280 | 331 | Gina Drive | Kyle | 78640 | Waterleaf Subdivision | 29.9668 | -97.8456 | Non-Lead - Plastic | No | Between 1989 and 2014 |  | Non-Lead - Plastic | Between 1989 and 2014 |  | Non-Lead | No | No |  | Single Family Residence | No | No | No | Tier 5
877321 | 340 | Gina Drive | Kyle | 78640 | Waterleaf Subdivision | 29.9665 | -97.8456 | Non-Lead - Plastic | No | Between 1989 and 2014 |  | Non-Lead - Plastic | Between 1989 and 2014 |  | Non-Lead | No | No |  | Single Family Residence | No | No | No | Tier 5
15854229 | 341 | Gina Drive | Kyle | 78640 | Waterleaf Subdivision | 29.9667 | -97.8456 | Non-Lead - Plastic | No | Between 1989 and 2014 |  | Non-Lead - Plastic | Between 1989 and 2014 |  | Non-Lead | No | No |  | Single Family Residence | No | No | No | Tier 5
16244005 | 350 | Gina Drive | Kyle | 78640 | Waterleaf Subdivision | 29.9665 | -97.8455 | Non-Lead - Plastic | No | Between 1989 and 2014 |  | Non-Lead - Plastic | Between 1989 and 2014 |  | Non-Lead | No | No |  | Single Family Residence | No | No | No | Tier 5
16244111 | 351 | Gina Drive | Kyle | 78640 | Waterleaf Subdivision | 29.9667 | -97.8455 | Non-Lead - Plastic | No | Between 1989 and 2014 |  | Non-Lead - Plastic | Between 1989 and 2014 |  | Non-Lead | No | No |  | Single Family Residence | No | No | No | Tier 5
16393320 | 360 | Gina Drive | Kyle | 78640 | Waterleaf Subdivision | 29.9664 | -97.8455 | Non-Lead - Plastic | No | Between 1989 and 2014 |  | Non-Lead - Plastic | Between 1989 and 2014 |  | Non-Lead | No | No |  | Single Family Residence | No | No | No | Tier 5
15770280 | 370 | Gina Drive | Kyle | 78640 | Waterleaf Subdivision | 29.9662 | -97.8453 | Non-Lead - Plastic | No | Between 1989 and 2014 |  | Non-Lead - Plastic | Between 1989 and 2014 |  | Non-Lead | No | No |  | Single Family Residence | No | No | No | Tier 5
15787349 | 380 | Gina Drive | Kyle | 78640 | Waterleaf Subdivision | 29.9661 | -97.8452 | Non-Lead - Plastic | No | Between 1989 and 2014 |  | Non-Lead - Plastic | Between 1989 and 2014 |  | Non-Lead | No | No |  | Single Family Residence | No | No | No | Tier 5
16236438 | 390 | Gina Drive | Kyle | 78640 | Waterleaf Subdivision | 29.966 | -97.8451 | Non-Lead - Plastic | No | Between 1989 and 2014 |  | Non-Lead - Plastic | Between 1989 and 2014 |  | Non-Lead | No | No |  | Single Family Residence | No | No | No | Tier 5
9611710 | 400 | Gina Drive | Kyle | 78640 | Waterleaf Subdivision | 29.966 | -97.845 | Non-Lead - Plastic | No | Between 1989 and 2014 |  | Non-Lead - Plastic | Between 1989 and 2014 |  | Non-Lead | No | No |  | Single Family Residence | No | No | No | Tier 5
12883823 | 410 | Gina Drive | Kyle | 78640 | Waterleaf Subdivision | 29.9659 | -97.845 | Non-Lead - Plastic | No | Between 1989 and 2014 |  | Non-Lead - Plastic | Between 1989 and 2014 |  | Non-Lead | No | No |  | Single Family Residence | No | No | No | Tier 5
9551507 | 420 | Gina Drive | Kyle | 78640 | Waterleaf Subdivision | 29.9658 | -97.8449 | Non-Lead - Plastic | No | Between 1989 and 2014 |  | Non-Lead - Plastic | Between 1989 and 2014 |  | Non-Lead | No | No |  | Single Family Residence | No | No | No | Tier 5
12651331 | 430 | Gina Drive | Kyle | 78640 | Waterleaf Subdivision | 29.9658 | -97.8448 | Non-Lead - Plastic | No | Between 1989 and 2014 |  | Non-Lead - Plastic | Between 1989 and 2014 |  | Non-Lead | No | No |  | Single Family Residence | No | No | No | Tier 5
9295444 | 440 | Gina Drive | Kyle | 78640 | Waterleaf Subdivision | 29.9655 | -97.8445 | Non-Lead - Plastic | No | Between 1989 and 2014 |  | Non-Lead - Plastic | Between 1989 and 2014 |  | Non-Lead | No | No |  | Single Family Residence | No | No | No | Tier 5
12742073 | 445 | Gina Drive | Kyle | 78640 | Waterleaf Subdivision | 29.9654 | -97.8441 | Non-Lead - Plastic | No | Between 1989 and 2014 |  | Non-Lead - Plastic | Between 1989 and 2014 |  | Non-Lead | No | No |  | Single Family Residence | No | No | No | Tier 5
9193976 | 450 | Gina Drive | Kyle | 78640 | Waterleaf Subdivision | 29.9654 | -97.8444 | Non-Lead - Plastic | No | Between 1989 and 2014 |  | Non-Lead - Plastic | Between 1989 and 2014 |  | Non-Lead | No | No |  | Single Family Residence | No | No | No | Tier 5
16415491 | 455 | Gina Drive | Kyle | 78640 | Waterleaf Subdivision | 29.9653 | -97.844 | Non-Lead - Plastic | No | Between 1989 and 2014 |  | Non-Lead - Plastic | Between 1989 and 2014 |  | Non-Lead | No | No |  | Single Family Residence | No | No | No | Tier 5
16234168 | 460 | Gina Drive | Kyle | 78640 | Waterleaf Subdivision | 29.9653 | -97.8442 | Non-Lead - Plastic | No | Between 1989 and 2014 |  | Non-Lead - Plastic | Between 1989 and 2014 |  | Non-Lead | No | No |  | Single Family Residence | No | No | No | Tier 5
748467 | 465 | Gina Drive | Kyle | 78640 | Waterleaf Subdivision | 29.9652 | -97.8439 | Non-Lead - Plastic | No | Between 1989 and 2014 |  | Non-Lead - Plastic | Between 1989 and 2014 |  | Non-Lead | No | No |  | Single Family Residence | No | No | No | Tier 5
12781013 | 535 | Gina Drive | Kyle | 78640 | Waterleaf Subdivision | 29.9645 | -97.8433 | Non-Lead - Plastic | No | Between 1989 and 2014 |  | Non-Lead - Plastic | Between 1989 and 2014 |  | Non-Lead | No | No |  | Single Family Residence | No | No | No | Tier 5
13360796 | 550 | Gina Drive | Kyle | 78640 | Waterleaf Subdivision | 29.9643 | -97.8434 | Non-Lead - Plastic | No | Between 1989 and 2014 |  | Non-Lead - Plastic | Between 1989 and 2014 |  | Non-Lead | No | No |  | Single Family Residence | No | No | No | Tier 5
1416774 | 560 | Gina Drive | Kyle | 78640 | Waterleaf Subdivision/ 10127955 | 29.9642 | -97.8433 | Non-Lead - Plastic | No | Between 1989 and 2014 |  | Non-Lead - Plastic | Between 1989 and 2014 |  | Non-Lead | No | No |  | Single Family Residence | No | No | No | Tier 5
13518817 | 565 | Gina Drive | Kyle | 78640 | Waterleaf Subdivision | 29.9643 | -97.8432 | Non-Lead - Plastic | No | Between 1989 and 2014 |  | Non-Lead - Plastic | Between 1989 and 2014 |  | Non-Lead | No | No |  | Single Family Residence | No | No | No | Tier 5
9383650 | 570 | Gina Drive | Kyle | 78640 | Waterleaf Subdivision | 29.9642 | -97.8433 | Non-Lead - Plastic | No | Between 1989 and 2014 |  | Non-Lead - Plastic | Between 1989 and 2014 |  | Non-Lead | No | No |  | Single Family Residence | No | No | No | Tier 5
13179553 | 575 | Gina Drive | Kyle | 78640 | Waterleaf Subdivision | 29.9643 | -97.8431 | Non-Lead - Plastic | No | Between 1989 and 2014 |  | Non-Lead - Plastic | Between 1989 and 2014 |  | Non-Lead | No | No |  | Single Family Residence | No | No | No | Tier 5
12662618 | 580 | Gina Drive | Kyle | 78640 | Waterleaf Subdivision | 29.9641 | -97.8432 | Non-Lead - Plastic | No | Between 1989 and 2014 |  | Non-Lead - Plastic | Between 1989 and 2014 |  | Non-Lead | No | No |  | Single Family Residence | No | No | No | Tier 5
1421309 | 590 | Gina Drive | Kyle | 78640 | Waterleaf Subdivision/ 16104039 | 29.9641 | -97.8432 | Non-Lead - Plastic | No | Between 1989 and 2014 |  | Non-Lead - Plastic | Between 1989 and 2014 |  | Non-Lead | No | No |  | Single Family Residence | No | No | No | Tier 5
12236675 | 591 | Gina Drive | Kyle | 78640 | Waterleaf Subdivision | 29.9642 | -97.8431 | Non-Lead - Plastic | No | Between 1989 and 2014 |  | Non-Lead - Plastic | Between 1989 and 2014 |  | Non-Lead | No | No |  | Single Family Residence | No | No | No | Tier 5
9402575 | 600 | Gina Drive | Kyle | 78640 | Waterleaf Subdivision | 29.964 | -97.8432 | Non-Lead - Plastic | No | Between 1989 and 2014 |  | Non-Lead - Plastic | Between 1989 and 2014 |  | Non-Lead | No | No |  | Single Family Residence | No | No | No | Tier 5
13431125 | 601 | Gina Drive | Kyle | 78640 | Waterleaf Subdivision | 29.9641 | -97.843 | Non-Lead - Plastic | No | Between 1989 and 2014 |  | Non-Lead - Plastic | Between 1989 and 2014 |  | Non-Lead | No | No |  | Single Family Residence | No | No | No | Tier 5
12908651 | 610 | Gina Drive | Kyle | 78640 | Waterleaf Subdivision | 29.964 | -97.8431 | Non-Lead - Plastic | No | Between 1989 and 2014 |  | Non-Lead - Plastic | Between 1989 and 2014 |  | Non-Lead | No | No |  | Single Family Residence | No | No | No | Tier 5
12871789 | 611 | Gina Drive | Kyle | 78640 | Waterleaf Subdivision | 29.9641 | -97.843 | Non-Lead - Plastic | No | Between 1989 and 2014 |  | Non-Lead - Plastic | Between 1989 and 2014 |  | Non-Lead | No | No |  | Single Family Residence | No | No | No | Tier 5
16232522 | 111 | Sheep Trail Drive | Kyle | 78640 | Waterleaf Subdivision | 29.966 | -97.8445 | Non-Lead - Plastic | No | Between 1989 and 2014 |  | Non-Lead - Plastic | Between 1989 and 2014 |  | Non-Lead | No | No |  | Single Family Residence | No | No | No | Tier 5
12871794 | 121 | Sheep Trail Drive | Kyle | 78640 | Waterleaf Subdivision | 29.966 | -97.8444 | Non-Lead - Plastic | No | Between 1989 and 2014 |  | Non-Lead - Plastic | Between 1989 and 2014 |  | Non-Lead | No | No |  | Single Family Residence | No | No | No | Tier 5
15503586 | 131 | Sheep Trail Drive | Kyle | 78640 | Waterleaf Subdivision/ 16235180 | 29.9661 | -97.8443 | Non-Lead - Plastic | No | Between 1989 and 2014 |  | Non-Lead - Plastic | Between 1989 and 2014 |  | Non-Lead | No | No |  | Single Family Residence | No | No | No | Tier 5
12494405 | 141 | Sheep Trail Drive | Kyle | 78640 | Waterleaf Subdivision | 29.9662 | -97.8443 | Non-Lead - Plastic | No | Between 1989 and 2014 |  | Non-Lead - Plastic | Between 1989 and 2014 |  | Non-Lead | No | No |  | Single Family Residence | No | No | No | Tier 5
12741094 | 151 | Sheep Trail Drive | Kyle | 78640 | Waterleaf Subdivision | 29.9663 | -97.8442 | Non-Lead - Plastic | No | Between 1989 and 2014 |  | Non-Lead - Plastic | Between 1989 and 2014 |  | Non-Lead | No | No |  | Single Family Residence | No | No | No | Tier 5
15787392 | 161 | Sheep Trail Drive | Kyle | 78640 | Waterleaf Subdivision | 29.9666 | -97.844 | Non-Lead - Plastic | No | Between 1989 and 2014 |  | Non-Lead - Plastic | Between 1989 and 2014 |  | Non-Lead | No | No |  | Single Family Residence | No | No | No | Tier 5
16002856 | 170 | Sheep Trail Drive | Kyle | 78640 | Waterleaf Subdivision | 29.9669 | -97.8434 | Non-Lead - Plastic | No | Between 1989 and 2014 |  | Non-Lead - Plastic | Between 1989 and 2014 |  | Non-Lead | No | No |  | Single Family Residence | No | No | No | Tier 5
16237622 | 171 | Sheep Trail Drive | Kyle | 78640 | Waterleaf Subdivision | 29.9667 | -97.8439 | Non-Lead - Plastic | No | Between 1989 and 2014 |  | Non-Lead - Plastic | Between 1989 and 2014 |  | Non-Lead | No | No |  | Single Family Residence | No | No | No | Tier 5
16421718 | 180 | Sheep Trail Drive | Kyle | 78640 | Waterleaf Subdivision | 29.967 | -97.8434 | Non-Lead - Plastic | No | Between 1989 and 2014 |  | Non-Lead - Plastic | Between 1989 and 2014 |  | Non-Lead | No | No |  | Single Family Residence | No | No | No | Tier 5
15921122 | 181 | Sheep Trail Drive | Kyle | 78640 | Waterleaf Subdivision | 29.9668 | -97.8438 | Non-Lead - Plastic | No | Between 1989 and 2014 |  | Non-Lead - Plastic | Between 1989 and 2014 |  | Non-Lead | No | No |  | Single Family Residence | No | No | No | Tier 5
15922366 | 190 | Sheep Trail Drive | Kyle | 78640 | Waterleaf Subdivision | 29.9671 | -97.8433 | Non-Lead - Plastic | No | Between 1989 and 2014 |  | Non-Lead - Plastic | Between 1989 and 2014 |  | Non-Lead | No | No |  | Single Family Residence | No | No | No | Tier 5
16244029 | 191 | Sheep Trail Drive | Kyle | 78640 | Waterleaf Subdivision | 29.9669 | -97.8437 | Non-Lead - Plastic | No | Between 1989 and 2014 |  | Non-Lead - Plastic | Between 1989 and 2014 |  | Non-Lead | No | No |  | Single Family Residence | No | No | No | Tier 5
12864471 | 200 | Sheep Trail Drive | Kyle | 78640 | Waterleaf Subdivision | 29.9671 | -97.8433 | Non-Lead - Plastic | No | Between 1989 and 2014 |  | Non-Lead - Plastic | Between 1989 and 2014 |  | Non-Lead | No | No |  | Single Family Residence | No | No | No | Tier 5
16255372 | 201 | Sheep Trail Drive | Kyle | 78640 | Waterleaf Subdivision | 29.9669 | -97.8437 | Non-Lead - Plastic | No | Between 1989 and 2014 |  | Non-Lead - Plastic | Between 1989 and 2014 |  | Non-Lead | No | No |  | Single Family Residence | No | No | No | Tier 5
705869 | 210 | Sheep Trail Drive | Kyle | 78640 | Waterleaf Subdivision | 29.9672 | -97.8432 | Non-Lead - Plastic | No | Between 1989 and 2014 |  | Non-Lead - Plastic | Between 1989 and 2014 |  | Non-Lead | No | No |  | Single Family Residence | No | No | No | Tier 5
12550785 | 211 | Sheep Trail Drive | Kyle | 78640 | Waterleaf Subdivision | 29.967 | -97.8436 | Non-Lead - Plastic | No | Between 1989 and 2014 |  | Non-Lead - Plastic | Between 1989 and 2014 |  | Non-Lead | No | No |  | Single Family Residence | No | No | No | Tier 5
12404158 | 220 | Sheep Trail Drive | Kyle | 78640 | Waterleaf Subdivision | 29.9673 | -97.8432 | Non-Lead - Plastic | No | Between 1989 and 2014 |  | Non-Lead - Plastic | Between 1989 and 2014 |  | Non-Lead | No | No |  | Single Family Residence | No | No | No | Tier 5
9389772 | 227 | Sheep Trail Drive | Kyle | 78640 | Waterleaf Subdivision | 29.9716 | -97.8447 | Non-Lead - Plastic | No | Between 1989 and 2014 |  | Non-Lead - Plastic | Between 1989 and 2014 |  | Non-Lead | No | No |  | Single Family Residence | No | No | No | Tier 5
7156016 | 230 | Sheep Trail Drive | Kyle | 78640 | Waterleaf Subdivision | 29.9674 | -97.8432 | Non-Lead - Plastic | No | Between 1989 and 2014 |  | Non-Lead - Plastic | Between 1989 and 2014 |  | Non-Lead | No | No |  | Single Family Residence | No | No | No | Tier 5
15760988 | 240 | Sheep Trail Drive | Kyle | 78640 | Waterleaf Subdivision | 29.9675 | -97.8432 | Non-Lead - Plastic | No | Between 1989 and 2014 |  | Non-Lead - Plastic | Between 1989 and 2014 |  | Non-Lead | No | No |  | Single Family Residence | No | No | No | Tier 5
15765064 | 245 | Sheep Trail Drive | Kyle | 78640 | Waterleaf Subdivision/ 833688 | 29.9674 | -97.8434 | Non-Lead - Plastic | No | Between 1989 and 2014 |  | Non-Lead - Plastic | Between 1989 and 2014 |  | Non-Lead | No | No |  | Single Family Residence | No | No | No | Tier 5
12893724 | 250 | Sheep Trail Drive | Kyle | 78640 | Waterleaf Subdivision | 29.9675 | -97.8431 | Non-Lead - Plastic | No | Between 1989 and 2014 |  | Non-Lead - Plastic | Between 1989 and 2014 |  | Non-Lead | No | No |  | Single Family Residence | No | No | No | Tier 5
12410281 | 260 | Sheep Trail Drive | Kyle | 78640 | Waterleaf Subdivision | 29.9676 | -97.8431 | Non-Lead - Plastic | No | Between 1989 and 2014 |  | Non-Lead - Plastic | Between 1989 and 2014 |  | Non-Lead | No | No |  | Single Family Residence | No | No | No | Tier 5
16255635 | 265 | Sheep Trail Drive | Kyle | 78640 | Waterleaf Subdivision | 29.9676 | -97.8433 | Non-Lead - Plastic | No | Between 1989 and 2014 |  | Non-Lead - Plastic | Between 1989 and 2014 |  | Non-Lead | No | No |  | Single Family Residence | No | No | No | Tier 5
12889663 | 270 | Sheep Trail Drive | Kyle | 78640 | Waterleaf Subdivision | 29.9677 | -97.8431 | Non-Lead - Copper | No | Between 1989 and 2014 |  | Non-Lead - Plastic | Between 1989 and 2014 |  | Non-Lead | No | No |  | Single Family Residence | No | No | No | Tier 5
15886419 | 280 | Sheep Trail Drive | Kyle | 78640 | Waterleaf Subdivision | 29.9678 | -97.8431 | Non-Lead - Copper | No | Between 1989 and 2014 |  | Non-Lead - Plastic | Between 1989 and 2014 |  | Non-Lead | No | No |  | Single Family Residence | No | No | No | Tier 5
15917479 | 281 | Sheep Trail Drive | Kyle | 78640 | Waterleaf Subdivision | 29.9677 | -97.8433 | Non-Lead - Copper | No | Between 1989 and 2014 |  | Non-Lead - Plastic | Between 1989 and 2014 |  | Non-Lead | No | No |  | Single Family Residence | No | No | No | Tier 5
10088147 | 301 | Sheep Trail Drive | Kyle | 78640 | Waterleaf Subdivision | 29.9682 | -97.8435 | Non-Lead - Copper | No | Between 1989 and 2014 |  | Non-Lead - Plastic | Between 1989 and 2014 |  | Non-Lead | No | No |  | Single Family Residence | No | No | No | Tier 5
15503214 | 311 | Sheep Trail Drive | Kyle | 78640 | Waterleaf Subdivision/ 7732300 | 29.9684 | -97.8435 | Non-Lead - Copper | No | Between 1989 and 2014 |  | Non-Lead - Plastic | Between 1989 and 2014 |  | Non-Lead | No | No |  | Single Family Residence | No | No | No | Tier 5
15921031 | 321 | Sheep Trail Drive | Kyle | 78640 | Waterleaf Subdivision | 29.9685 | -97.8436 | Non-Lead - Copper | No | Between 1989 and 2014 |  | Non-Lead - Plastic | Between 1989 and 2014 |  | Non-Lead | No | No |  | Single Family Residence | No | No | No | Tier 5
9195472 | 331 | Sheep Trail Drive | Kyle | 78640 | Waterleaf Subdivision | 29.9687 | -97.8436 | Non-Lead - Copper | No | Between 1989 and 2014 |  | Non-Lead - Plastic | Between 1989 and 2014 |  | Non-Lead | No | No |  | Single Family Residence | No | No | No | Tier 5
9191421 | 341 | Sheep Trail Drive | Kyle | 78640 | Waterleaf Subdivision | 29.9688 | -97.8437 | Non-Lead - Copper | No | Between 1989 and 2014 |  | Non-Lead - Plastic | Between 1989 and 2014 |  | Non-Lead | No | No |  | Single Family Residence | No | No | No | Tier 5
859966 | 351 | Sheep Trail Drive | Kyle | 78640 | Waterleaf Subdivision | 29.969 | -97.8437 | Non-Lead - Copper | No | Between 1989 and 2014 |  | Non-Lead - Plastic | Between 1989 and 2014 |  | Non-Lead | No | No |  | Single Family Residence | No | No | No | Tier 5
15950201 | 460 | Sheep Trail Drive | Kyle | 78640 | Waterleaf Subdivision | 29.9706 | -97.8437 | Non-Lead - Copper | No | Between 1989 and 2014 |  | Non-Lead - Plastic | Between 1989 and 2014 |  | Non-Lead | No | No |  | Single Family Residence | No | No | No | Tier 5
12551177 | 465 | Sheep Trail Drive | Kyle | 78640 | Waterleaf Subdivision | 29.9708 | -97.8441 | Non-Lead - Copper | No | Between 1989 and 2014 |  | Non-Lead - Plastic | Between 1989 and 2014 |  | Non-Lead | No | No |  | Single Family Residence | No | No | No | Tier 5
12248797 | 470 | Sheep Trail Drive | Kyle | 78640 | Waterleaf Subdivision | 29.971 | -97.8441 | Non-Lead - Copper | No | Between 1989 and 2014 |  | Non-Lead - Plastic | Between 1989 and 2014 |  | Non-Lead | No | No |  | Single Family Residence | No | No | No | Tier 5
9551083 | 475 | Sheep Trail Drive | Kyle | 78640 | Waterleaf Subdivision | 29.9708 | -97.8442 | Non-Lead - Copper | No | Between 1989 and 2014 |  | Non-Lead - Plastic | Between 1989 and 2014 |  | Non-Lead | No | No |  | Single Family Residence | No | No | No | Tier 5
13355967 | 480 | Sheep Trail Drive | Kyle | 78640 | Waterleaf Subdivision | 29.971 | -97.8441 | Non-Lead - Copper | No | Between 1989 and 2014 |  | Non-Lead - Plastic | Between 1989 and 2014 |  | Non-Lead | No | No |  | Single Family Residence | No | No | No | Tier 5
15503221 | 485 | Sheep Trail Drive | Kyle | 78640 | Waterleaf Subdivision/ 7891077 | 29.9709 | -97.8442 | Non-Lead - Copper | No | Between 1989 and 2014 |  | Non-Lead - Plastic | Between 1989 and 2014 |  | Non-Lead | No | No |  | Single Family Residence | No | No | No | Tier 5
12539038 | 490 | Sheep Trail Drive | Kyle | 78640 | Waterleaf Subdivision | 29.9711 | -97.8442 | Non-Lead - Copper | No | Between 1989 and 2014 |  | Non-Lead - Plastic | Between 1989 and 2014 |  | Non-Lead | No | No |  | Single Family Residence | No | No | No | Tier 5
10724608 | 495 | Sheep Trail Drive | Kyle | 78640 | Waterleaf Subdivision | 29.9709 | -97.8443 | Non-Lead - Copper | No | Between 1989 and 2014 |  | Non-Lead - Plastic | Between 1989 and 2014 |  | Non-Lead | No | No |  | Single Family Residence | No | No | No | Tier 5
10195831 | 500 | Sheep Trail Drive | Kyle | 78640 | Waterleaf Subdivision | 29.9712 | -97.8442 | Non-Lead - Copper | No | Between 1989 and 2014 |  | Non-Lead - Plastic | Between 1989 and 2014 |  | Non-Lead | No | No |  | Single Family Residence | No | No | No | Tier 5
676182 | 505 | Sheep Trail Drive | Kyle | 78640 | Waterleaf Subdivision | 29.971 | -97.8443 | Non-Lead - Copper | No | Between 1989 and 2014 |  | Non-Lead - Plastic | Between 1989 and 2014 |  | Non-Lead | No | No |  | Single Family Residence | No | No | No | Tier 5
10125719 | 510 | Sheep Trail Drive | Kyle | 78640 | Waterleaf Subdivision | 29.9713 | -97.8443 | Non-Lead - Copper | No | Between 1989 and 2014 |  | Non-Lead - Plastic | Between 1989 and 2014 |  | Non-Lead | No | No |  | Single Family Residence | No | No | No | Tier 5
12402575 | 515 | Sheep Trail Drive | Kyle | 78640 | Waterleaf Subdivision | 29.9711 | -97.8443 | Non-Lead - Copper | No | Between 1989 and 2014 |  | Non-Lead - Plastic | Between 1989 and 2014 |  | Non-Lead | No | No |  | Single Family Residence | No | No | No | Tier 5
10458980 | 520 | Sheep Trail Drive | Kyle | 78640 | Waterleaf Subdivision | 29.9713 | -97.8443 | Non-Lead - Copper | No | Between 1989 and 2014 |  | Non-Lead - Plastic | Between 1989 and 2014 |  | Non-Lead | No | No |  | Single Family Residence | No | No | No | Tier 5
15773754 | 540 | Sheep Trail Drive | Kyle | 78640 | Waterleaf Subdivision | 29.9715 | -97.8444 | Non-Lead - Copper | No | Between 1989 and 2014 |  | Non-Lead - Plastic | Between 1989 and 2014 |  | Non-Lead | No | No |  | Single Family Residence | No | No | No | Tier 5
13345223 | 550 | Sheep Trail Drive | Kyle | 78640 | Waterleaf Subdivision | 29.9715 | -97.8445 | Non-Lead - Copper | No | Between 1989 and 2014 |  | Non-Lead - Plastic | Between 1989 and 2014 |  | Non-Lead | No | No |  | Single Family Residence | No | No | No | Tier 5
12687987 | 560 | Sheep Trail Drive | Kyle | 78640 | Waterleaf Subdivision | 29.9716 | -97.8445 | Non-Lead - Copper | No | Between 1989 and 2014 |  | Non-Lead - Plastic | Between 1989 and 2014 |  | Non-Lead | No | No |  | Single Family Residence | No | No | No | Tier 5
13400954 | 570 | Sheep Trail Drive | Kyle | 78640 | Waterleaf Subdivision | 29.9718 | -97.8448 | Non-Lead - Copper | No | Between 1989 and 2014 |  | Non-Lead - Plastic | Between 1989 and 2014 |  | Non-Lead | No | No |  | Single Family Residence | No | No | No | Tier 5
12686784 | 580 | Sheep Trail Drive | Kyle | 78640 | Waterleaf Subdivision | 29.9719 | -97.8448 | Non-Lead - Copper | No | Between 1989 and 2014 |  | Non-Lead - Plastic | Between 1989 and 2014 |  | Non-Lead | No | No |  | Single Family Residence | No | No | No | Tier 5
703076 | 590 | Sheep Trail Drive | Kyle | 78640 | Waterleaf Subdivision | 29.9719 | -97.8448 | Non-Lead - Copper | No | Between 1989 and 2014 |  | Non-Lead - Plastic | Between 1989 and 2014 |  | Non-Lead | No | No |  | Single Family Residence | No | No | No | Tier 5
12186045 | 600 | Sheep Trail Drive | Kyle | 78640 | Waterleaf Subdivision | 29.9719 | -97.8449 | Non-Lead - Copper | No | Between 1989 and 2014 |  | Non-Lead - Plastic | Between 1989 and 2014 |  | Non-Lead | No | No |  | Single Family Residence | No | No | No | Tier 5
13278505 | 610 | Sheep Trail Drive | Kyle | 78640 | Waterleaf Subdivision | 29.972 | -97.8449 | Non-Lead - Copper | No | Between 1989 and 2014 |  | Non-Lead - Plastic | Between 1989 and 2014 |  | Non-Lead | No | No |  | Single Family Residence | No | No | No | Tier 5
10453626 | 180 | New Bridge Drive | Kyle | 78640 | Waterleaf Subdivision | 29.965 | -97.8486 | Non-Lead - Plastic | No | Between 1989 and 2014 |  | Non-Lead - Plastic | Between 1989 and 2014 |  | Non-Lead | No | No |  | Single Family Residence | No | No | No | Tier 5
12123142 | 190 | New Bridge Drive | Kyle | 78640 | Waterleaf Subdivision | 29.9651 | -97.8485 | Non-Lead - Plastic | No | Between 1989 and 2014 |  | Non-Lead - Plastic | Between 1989 and 2014 |  | Non-Lead | No | No |  | Single Family Residence | No | No | No | Tier 5
10127765 | 191 | New Bridge Drive | Kyle | 78640 | Waterleaf Subdivision | 29.965 | -97.8487 | Non-Lead - Plastic | No | Between 1989 and 2014 |  | Non-Lead - Plastic | Between 1989 and 2014 |  | Non-Lead | No | No |  | Single Family Residence | No | No | No | Tier 5
10212422 | 200 | New Bridge Drive | Kyle | 78640 | Waterleaf Subdivision | 29.9652 | -97.8484 | Non-Lead - Plastic | No | Between 1989 and 2014 |  | Non-Lead - Plastic | Between 1989 and 2014 |  | Non-Lead | No | No |  | Single Family Residence | No | No | No | Tier 5
10699061 | 201 | New Bridge Drive | Kyle | 78640 | Waterleaf Subdivision | 29.9681 | -97.8443 | Non-Lead - Plastic | No | Between 1989 and 2014 |  | Non-Lead - Plastic | Between 1989 and 2014 |  | Non-Lead | No | No |  | Single Family Residence | No | No | No | Tier 5
10532012 | 210 | New Bridge Drive | Kyle | 78640 | Waterleaf Subdivision | 29.9653 | -97.8484 | Non-Lead - Plastic | No | Between 1989 and 2014 |  | Non-Lead - Plastic | Between 1989 and 2014 |  | Non-Lead | No | No |  | Single Family Residence | No | No | No | Tier 5
10127981 | 211 | New Bridge Drive | Kyle | 78640 | Waterleaf Subdivision | 29.9682 | -97.8443 | Non-Lead - Plastic | No | Between 1989 and 2014 |  | Non-Lead - Plastic | Between 1989 and 2014 |  | Non-Lead | No | No |  | Single Family Residence | No | No | No | Tier 5
15789302 | 221 | New Bridge Drive | Kyle | 78640 | Waterleaf Subdivision | 29.9682 | -97.8443 | Non-Lead - Plastic | No | Between 1989 and 2014 |  | Non-Lead - Plastic | Between 1989 and 2014 |  | Non-Lead | No | No |  | Single Family Residence | No | No | No | Tier 5
13407780 | 231 | New Bridge Drive | Kyle | 78640 | Waterleaf Subdivision | 29.9682 | -97.8443 | Non-Lead - Plastic | No | Between 1989 and 2014 |  | Non-Lead - Plastic | Between 1989 and 2014 |  | Non-Lead | No | No |  | Single Family Residence | No | No | No | Tier 5
15511221 | 241 | New Bridge Drive | Kyle | 78640 | Waterleaf Subdivision/ 10720049 | 29.4251 | -98.4946 | Non-Lead - Plastic | No | Between 1989 and 2014 |  | Non-Lead - Plastic | Between 1989 and 2014 |  | Non-Lead | No | No |  | Single Family Residence | No | No | No | Tier 5
10147607 | 251 | New Bridge Drive | Kyle | 78640 | Waterleaf Subdivision | 29.9682 | -97.8443 | Non-Lead - Plastic | No | Between 1989 and 2014 |  | Non-Lead - Plastic | Between 1989 and 2014 |  | Non-Lead | No | No |  | Single Family Residence | No | No | No | Tier 5
10467859 | 261 | New Bridge Drive | Kyle | 78640 | Waterleaf Subdivision | 29.9683 | -97.8443 | Non-Lead - Plastic | No | Between 1989 and 2014 |  | Non-Lead - Plastic | Between 1989 and 2014 |  | Non-Lead | No | No |  | Single Family Residence | No | No | No | Tier 5
10713693 | 271 | New Bridge Drive | Kyle | 78640 | Waterleaf Subdivision | 29.9683 | -97.8443 | Non-Lead - Plastic | No | Between 1989 and 2014 |  | Non-Lead - Plastic | Between 1989 and 2014 |  | Non-Lead | No | No |  | Single Family Residence | No | No | No | Tier 5
7998297 | 281 | New Bridge Drive | Kyle | 78640 | Waterleaf Subdivision | 29.9683 | -97.8443 | Non-Lead - Plastic | No | Between 1989 and 2014 |  | Non-Lead - Plastic | Between 1989 and 2014 |  | Non-Lead | No | No |  | Single Family Residence | No | No | No | Tier 5
10038817 | 291 | New Bridge Drive | Kyle | 78640 | Waterleaf Subdivision | 29.9664 | -97.8478 | Non-Lead - Plastic | No | Between 1989 and 2014 |  | Non-Lead - Plastic | Between 1989 and 2014 |  | Non-Lead | No | No |  | Single Family Residence | No | No | No | Tier 5
10459602 | 300 | New Bridge Drive | Kyle | 78640 | Waterleaf Subdivision | 29.9664 | -97.8475 | Non-Lead - Plastic | No | Between 1989 and 2014 |  | Non-Lead - Plastic | Between 1989 and 2014 |  | Non-Lead | No | No |  | Single Family Residence | No | No | No | Tier 5
10472213 | 301 | New Bridge Drive | Kyle | 78640 | Waterleaf Subdivision | 29.9665 | -97.8477 | Non-Lead - Plastic | No | Between 1989 and 2014 |  | Non-Lead - Plastic | Between 1989 and 2014 |  | Non-Lead | No | No |  | Single Family Residence | No | No | No | Tier 5
10127763 | 311 | New Bridge Drive | Kyle | 78640 | Waterleaf Subdivision | 29.9666 | -97.8476 | Non-Lead - Plastic | No | Between 1989 and 2014 |  | Non-Lead - Plastic | Between 1989 and 2014 |  | Non-Lead | No | No |  | Single Family Residence | No | No | No | Tier 5
748474 | 320 | New Bridge Drive | Kyle | 78640 | Waterleaf Subdivision | 29.9667 | -97.8473 | Non-Lead - Plastic | No | Between 1989 and 2014 |  | Non-Lead - Plastic | Between 1989 and 2014 |  | Non-Lead | No | No |  | Single Family Residence | No | No | No | Tier 5
10127224 | 321 | New Bridge Drive | Kyle | 78640 | Waterleaf Subdivision | 29.9667 | -97.8475 | Non-Lead - Plastic | No | Between 1989 and 2014 |  | Non-Lead - Plastic | Between 1989 and 2014 |  | Non-Lead | No | No |  | Single Family Residence | No | No | No | Tier 5
15880741 | 330 | New Bridge Drive | Kyle | 78640 | Waterleaf Subdivision/ 10122154 | 29.9668 | -97.8472 | Non-Lead - Plastic | No | Between 1989 and 2014 |  | Non-Lead - Plastic | Between 1989 and 2014 |  | Non-Lead | No | No |  | Single Family Residence | No | No | No | Tier 5
15592952 | 331 | New Bridge Drive | Kyle | 78640 | Waterleaf Subdivision/ 7998055 | 29.9668 | -97.8474 | Non-Lead - Plastic | No | Between 1989 and 2014 |  | Non-Lead - Plastic | Between 1989 and 2014 |  | Non-Lead | No | No |  | Single Family Residence | No | No | No | Tier 5
15511681 | 340 | New Bridge Drive | Kyle | 78640 | Waterleaf Subdivision/ 13546064 | 29.9669 | -97.8471 | Non-Lead - Plastic | No | Between 1989 and 2014 |  | Non-Lead - Plastic | Between 1989 and 2014 |  | Non-Lead | No | No |  | Single Family Residence | No | No | No | Tier 5
15620647 | 341 | New Bridge Drive | Kyle | 78640 | Waterleaf Subdivision/ 10110568 | 29.967 | -97.8473 | Non-Lead - Plastic | No | Between 1989 and 2014 |  | Non-Lead - Plastic | Between 1989 and 2014 |  | Non-Lead | No | No |  | Single Family Residence | No | No | No | Tier 5
9548805 | 350 | New Bridge Drive | Kyle | 78640 | Waterleaf Subdivision | 29.967 | -97.847 | Non-Lead - Plastic | No | Between 1989 and 2014 |  | Non-Lead - Plastic | Between 1989 and 2014 |  | Non-Lead | No | No |  | Single Family Residence | No | No | No | Tier 5
12060006 | 351 | New Bridge Drive | Kyle | 78640 | Waterleaf Subdivision | 29.9671 | -97.8472 | Non-Lead - Plastic | No | Between 1989 and 2014 |  | Non-Lead - Plastic | Between 1989 and 2014 |  | Non-Lead | No | No |  | Single Family Residence | No | No | No | Tier 5
15787369 | 360 | New Bridge Drive | Kyle | 78640 | Waterleaf Subdivision | 29.967 | -97.8469 | Non-Lead - Plastic | No | Between 1989 and 2014 |  | Non-Lead - Plastic | Between 1989 and 2014 |  | Non-Lead | No | No |  | Single Family Residence | No | No | No | Tier 5
10710345 | 361 | New Bridge Drive | Kyle | 78640 | Waterleaf Subdivision | 29.9671 | -97.8471 | Non-Lead - Plastic | No | Between 1989 and 2014 |  | Non-Lead - Plastic | Between 1989 and 2014 |  | Non-Lead | No | No |  | Single Family Residence | No | No | No | Tier 5
16391082 | 370 | New Bridge Drive | Kyle | 78640 | Waterleaf Subdivision | 29.9671 | -97.8468 | Non-Lead - Plastic | No | Between 1989 and 2014 |  | Non-Lead - Plastic | Between 1989 and 2014 |  | Non-Lead | No | No |  | Single Family Residence | No | No | No | Tier 5
10101319 | 371 | New Bridge Drive | Kyle | 78640 | Waterleaf Subdivision | 29.9672 | -97.8469 | Non-Lead - Plastic | No | Between 1989 and 2014 |  | Non-Lead - Plastic | Between 1989 and 2014 |  | Non-Lead | No | No |  | Single Family Residence | No | No | No | Tier 5
1407937 | 380 | New Bridge Drive | Kyle | 78640 | Waterleaf Subdivision/ 10032371 | 29.9672 | -97.8467 | Non-Lead - Plastic | No | Between 1989 and 2014 |  | Non-Lead - Plastic | Between 1989 and 2014 |  | Non-Lead | No | No |  | Single Family Residence | No | No | No | Tier 5
7985331 | 381 | New Bridge Drive | Kyle | 78640 | Waterleaf Subdivision | 29.9673 | -97.8468 | Non-Lead - Plastic | No | Between 1989 and 2014 |  | Non-Lead - Plastic | Between 1989 and 2014 |  | Non-Lead | No | No |  | Single Family Residence | No | No | No | Tier 5
12117324 | 401 | New Bridge Drive | Kyle | 78640 | Waterleaf Subdivision | 29.9676 | -97.8464 | Non-Lead - Plastic | No | Between 1989 and 2014 |  | Non-Lead - Plastic | Between 1989 and 2014 |  | Non-Lead | No | No |  | Single Family Residence | No | No | No | Tier 5
9393365 | 411 | New Bridge Drive | Kyle | 78640 | Waterleaf Subdivision | 29.9677 | -97.8463 | Non-Lead - Plastic | No | Between 1989 and 2014 |  | Non-Lead - Plastic | Between 1989 and 2014 |  | Non-Lead | No | No |  | Single Family Residence | No | No | No | Tier 5
10534258 | 421 | New Bridge Drive | Kyle | 78640 | Waterleaf Subdivision | 29.9678 | -97.8462 | Non-Lead - Plastic | No | Between 1989 and 2014 |  | Non-Lead - Plastic | Between 1989 and 2014 |  | Non-Lead | No | No |  | Single Family Residence | No | No | No | Tier 5
9271238 | 428 | New Bridge Drive | Kyle | 78640 | Waterleaf Subdivision | 29.9676 | -97.8458 | Non-Lead - Plastic | No | Between 1989 and 2014 |  | Non-Lead - Plastic | Between 1989 and 2014 |  | Non-Lead | No | No |  | Single Family Residence | No | No | No | Tier 5
10004380 | 431 | New Bridge Drive | Kyle | 78640 | Waterleaf Subdivision | 29.9681 | -97.8461 | Non-Lead - Plastic | No | Between 1989 and 2014 |  | Non-Lead - Plastic | Between 1989 and 2014 |  | Non-Lead | No | No |  | Single Family Residence | No | No | No | Tier 5
15789309 | 441 | New Bridge Drive | Kyle | 78640 | Waterleaf Subdivision | 29.9679 | -97.846 | Non-Lead - Plastic | No | Between 1989 and 2014 |  | Non-Lead - Plastic | Between 1989 and 2014 |  | Non-Lead | No | No |  | Single Family Residence | No | No | No | Tier 5
10125873 | 442 | New Bridge Drive | Kyle | 78640 | Waterleaf Subdivision | 29.9679 | -97.846 | Non-Lead - Plastic | No | Between 1989 and 2014 |  | Non-Lead - Plastic | Between 1989 and 2014 |  | Non-Lead | No | No |  | Single Family Residence | No | No | No | Tier 5
12060219 | 451 | New Bridge Drive | Kyle | 78640 | Waterleaf Subdivision | 29.968 | -97.8459 | Non-Lead - Plastic | No | Between 1989 and 2014 |  | Non-Lead - Plastic | After 2014 |  | Non-Lead | No | No |  | Single Family Residence | No | No | No | Tier 5
7996288 | 456 | New Bridge Drive | Kyle | 78640 | Waterleaf Subdivision | 29.9678 | -97.8458 | Non-Lead - Plastic | No | Between 1989 and 2014 |  | Non-Lead - Plastic | Between 1989 and 2014 |  | Non-Lead | No | No |  | Single Family Residence | No | No | No | Tier 5
15786599 | 461 | New Bridge Drive | Kyle | 78640 | Waterleaf Subdivision | 29.968 | -97.8458 | Non-Lead - Plastic | No | Between 1989 and 2014 |  | Non-Lead - Plastic | Between 1989 and 2014 |  | Non-Lead | No | No |  | Single Family Residence | No | No | No | Tier 5
15778434 | 470 | New Bridge Drive | Kyle | 78640 | Waterleaf Subdivision | 29.9679 | -97.8456 | Non-Lead - Plastic | No | Between 1989 and 2014 |  | Non-Lead - Plastic | Between 1989 and 2014 |  | Non-Lead | No | No |  | Single Family Residence | No | No | No | Tier 5
15949976 | 471 | New Bridge Drive | Kyle | 78640 | Waterleaf Subdivision | 29.968 | -97.8457 | Non-Lead - Plastic | No | Between 1989 and 2014 |  | Non-Lead - Plastic | Between 1989 and 2014 |  | Non-Lead | No | No |  | Single Family Residence | No | No | No | Tier 5
10168365 | 480 | New Bridge Drive | Kyle | 78640 | Waterleaf Subdivision | 29.9679 | -97.8455 | Non-Lead - Plastic | No | Between 1989 and 2014 |  | Non-Lead - Plastic | Between 1989 and 2014 |  | Non-Lead | No | No |  | Single Family Residence | No | No | No | Tier 5
7979928 | 481 | New Bridge Drive | Kyle | 78640 | Waterleaf Subdivision | 29.9681 | -97.8456 | Non-Lead - Plastic | No | Between 1989 and 2014 |  | Non-Lead - Plastic | Between 1989 and 2014 |  | Non-Lead | No | No |  | Single Family Residence | No | No | No | Tier 5
12713807 | 490 | New Bridge Drive | Kyle | 78640 | Waterleaf Subdivision | 29.9679 | -97.8454 | Non-Lead - Plastic | No | Between 1989 and 2014 |  | Non-Lead - Plastic | Between 1989 and 2014 |  | Non-Lead | No | No |  | Single Family Residence | No | No | No | Tier 5
9396506 | 491 | New Bridge Drive | Kyle | 78640 | Waterleaf Subdivision | 29.9681 | -97.8455 | Non-Lead - Plastic | No | Between 1989 and 2014 |  | Non-Lead - Plastic | Between 1989 and 2014 |  | Non-Lead | No | No |  | Single Family Residence | No | No | No | Tier 5
9550036 | 500 | New Bridge Drive | Kyle | 78640 | Waterleaf Subdivision | 29.968 | -97.8453 | Non-Lead - Plastic | No | Between 1989 and 2014 |  | Non-Lead - Plastic | Between 1989 and 2014 |  | Non-Lead | No | No |  | Single Family Residence | No | No | No | Tier 5
15789281 | 501 | New Bridge Drive | Kyle | 78640 | Waterleaf Subdivision | 29.9681 | -97.8454 | Non-Lead - Plastic | No | Between 1989 and 2014 |  | Non-Lead - Plastic | Between 1989 and 2014 |  | Non-Lead | No | No |  | Single Family Residence | No | No | No | Tier 5
7996908 | 510 | New Bridge Drive | Kyle | 78640 | Waterleaf Subdivision | 29.968 | -97.8452 | Non-Lead - Plastic | No | Between 1989 and 2014 |  | Non-Lead - Plastic | Between 1989 and 2014 |  | Non-Lead | No | No |  | Single Family Residence | No | No | No | Tier 5
9392649 | 511 | New Bridge Drive | Kyle | 78640 | Waterleaf Subdivision | 29.9681 | -97.8453 | Non-Lead - Plastic | No | Between 1989 and 2014 |  | Non-Lead - Plastic | Between 1989 and 2014 |  | Non-Lead | No | No |  | Single Family Residence | No | No | No | Tier 5
9255999 | 520 | New Bridge Drive | Kyle | 78640 | Waterleaf Subdivision | 29.968 | -97.8451 | Non-Lead - Plastic | No | Between 1989 and 2014 |  | Non-Lead - Plastic | Between 1989 and 2014 |  | Non-Lead | No | No |  | Single Family Residence | No | No | No | Tier 5
16216553 | 521 | New Bridge Drive | Kyle | 78640 | Waterleaf Subdivision | 29.9681 | -97.8452 | Non-Lead - Plastic | No | Between 1989 and 2014 |  | Non-Lead - Plastic | Between 1989 and 2014 |  | Non-Lead | No | No |  | Single Family Residence | No | No | No | Tier 5
16380684 | 530 | New Bridge Drive | Kyle | 78640 | Waterleaf Subdivision | 29.968 | -97.845 | Non-Lead - Plastic | No | Between 1989 and 2014 |  | Non-Lead - Plastic | Between 1989 and 2014 |  | Non-Lead | No | No |  | Single Family Residence | No | No | No | Tier 5
10714137 | 531 | New Bridge Drive | Kyle | 78640 | Waterleaf Subdivision | 29.9681 | -97.8451 | Non-Lead - Plastic | No | Between 1989 and 2014 |  | Non-Lead - Plastic | Between 1989 and 2014 |  | Non-Lead | No | No |  | Single Family Residence | No | No | No | Tier 5
15789311 | 670 | New Bridge Drive | Kyle | 78640 | Waterleaf Subdivision | 29.968 | -97.8418 | Non-Lead - Copper | No | Between 1989 and 2014 |  | Non-Lead - Plastic | Between 1989 and 2014 |  | Non-Lead | No | No |  | Single Family Residence | No | No | No | Tier 5
9551581 | 680 | New Bridge Drive | Kyle | 78640 | Waterleaf Subdivision | 29.968 | -97.8418 | Non-Lead - Copper | No | Between 1989 and 2014 |  | Non-Lead - Plastic | Between 1989 and 2014 |  | Non-Lead | No | No |  | Single Family Residence | No | No | No | Tier 5
12538813 | 690 | New Bridge Drive | Kyle | 78640 | Waterleaf Subdivision | 29.968 | -97.8417 | Non-Lead - Copper | No | Between 1989 and 2014 |  | Non-Lead - Plastic | Between 1989 and 2014 |  | Non-Lead | No | No |  | Single Family Residence | No | No | No | Tier 5
13170012 | 700 | New Bridge Drive | Kyle | 78640 | Waterleaf Subdivision | 29.9681 | -97.8416 | Non-Lead - Copper | No | Between 1989 and 2014 |  | Non-Lead - Plastic | Between 1989 and 2014 |  | Non-Lead | No | No |  | Single Family Residence | No | No | No | Tier 5
10771404 | 710 | New Bridge Drive | Kyle | 78640 | Waterleaf Subdivision | 29.968 | -97.8413 | Non-Lead - Copper | No | Between 1989 and 2014 |  | Non-Lead - Plastic | Between 1989 and 2014 |  | Non-Lead | No | No |  | Single Family Residence | No | No | No | Tier 5
13178748 | 711 | New Bridge Drive | Kyle | 78640 | Waterleaf Subdivision | 29.9682 | -97.8412 | Non-Lead - Copper | No | Between 1989 and 2014 |  | Non-Lead - Plastic | Between 1989 and 2014 |  | Non-Lead | No | No |  | Single Family Residence | No | No | No | Tier 5
16154670 | 720 | New Bridge Drive | Kyle | 78640 | Waterleaf Subdivision | 29.968 | -97.8411 | Non-Lead - Copper | No | Between 1989 and 2014 |  | Non-Lead - Plastic | Between 1989 and 2014 |  | Non-Lead | No | No |  | Single Family Residence | No | No | No | Tier 5
16241091 | 721 | New Bridge Drive | Kyle | 78640 | Waterleaf Subdivision | 29.9682 | -97.8411 | Non-Lead - Copper | No | Between 1989 and 2014 |  | Non-Lead - Plastic | Between 1989 and 2014 |  | Non-Lead | No | No |  | Single Family Residence | No | No | No | Tier 5
7981355 | 731 | New Bridge Drive | Kyle | 78640 | Waterleaf Subdivision | 29.9682 | -97.8409 | Non-Lead - Copper | No | Between 1989 and 2014 |  | Non-Lead - Plastic | Between 1989 and 2014 |  | Non-Lead | No | No |  | Single Family Residence | No | No | No | Tier 5
16260863 | 740 | New Bridge Drive | Kyle | 78640 | Waterleaf Subdivision | 29.968 | -97.8409 | Non-Lead - Copper | No | Between 1989 and 2014 |  | Non-Lead - Plastic | Between 1989 and 2014 |  | Non-Lead | No | No |  | Single Family Residence | No | No | No | Tier 5
12161819 | 741 | New Bridge Drive | Kyle | 78640 | Waterleaf Subdivision | 29.9682 | -97.8407 | Non-Lead - Copper | No | Between 1989 and 2014 |  | Non-Lead - Plastic | Between 1989 and 2014 |  | Non-Lead | No | No |  | Single Family Residence | No | No | No | Tier 5
16243065 | 750 | New Bridge Drive | Kyle | 78640 | Waterleaf Subdivision | 29.968 | -97.8407 | Non-Lead - Copper | No | Between 1989 and 2014 |  | Non-Lead - Plastic | Between 1989 and 2014 |  | Non-Lead | No | No |  | Single Family Residence | No | No | No | Tier 5
13135956 | 751 | New Bridge Drive | Kyle | 78640 | Waterleaf Subdivision | 29.9682 | -97.8406 | Non-Lead - Copper | No | Between 1989 and 2014 |  | Non-Lead - Plastic | Between 1989 and 2014 |  | Non-Lead | No | No |  | Single Family Residence | No | No | No | Tier 5
10937373 | 760 | New Bridge Drive | Kyle | 78640 | Waterleaf Subdivision | 29.968 | -97.8406 | Non-Lead - Copper | No | Between 1989 and 2014 |  | Non-Lead - Plastic | Between 1989 and 2014 |  | Non-Lead | No | No |  | Single Family Residence | No | No | No | Tier 5
13359603 | 761 | New Bridge Drive | Kyle | 78640 | Waterleaf Subdivision | 29.9682 | -97.8404 | Non-Lead - Copper | No | Between 1989 and 2014 |  | Non-Lead - Plastic | Between 1989 and 2014 |  | Non-Lead | No | No |  | Single Family Residence | No | No | No | Tier 5
16393715 | 770 | New Bridge Drive | Kyle | 78640 | Waterleaf Subdivision | 29.968 | -97.8405 | Non-Lead - Copper | No | Between 1989 and 2014 |  | Non-Lead - Plastic | Between 1989 and 2014 |  | Non-Lead | No | No |  | Single Family Residence | No | No | No | Tier 5
9392797 | 771 | New Bridge Drive | Kyle | 78640 | Waterleaf Subdivision | 29.9681 | -97.8403 | Non-Lead - Copper | No | Between 1989 and 2014 |  | Non-Lead - Plastic | Between 1989 and 2014 |  | Non-Lead | No | No |  | Single Family Residence | No | No | No | Tier 5
5304553 | 780 | New Bridge Drive | Kyle | 78640 | Waterleaf Subdivision | 29.968 | -97.8404 | Non-Lead - Copper | No | Between 1989 and 2014 |  | Non-Lead - Plastic | Between 1989 and 2014 |  | Non-Lead | No | No |  | Single Family Residence | No | No | No | Tier 5
13402423 | 781 | New Bridge Drive | Kyle | 78640 | Waterleaf Subdivision | 29.9681 | -97.8401 | Non-Lead - Copper | No | Between 1989 and 2014 |  | Non-Lead - Plastic | Between 1989 and 2014 |  | Non-Lead | No | No |  | Single Family Residence | No | No | No | Tier 5
13321957 | 791 | New Bridge Drive | Kyle | 78640 | Waterleaf Subdivision | 29.9681 | -97.8397 | Non-Lead - Copper | No | Between 1989 and 2014 |  | Non-Lead - Plastic | Between 1989 and 2014 |  | Non-Lead | No | No |  | Single Family Residence | No | No | No | Tier 5
6382392 | 801 | New Bridge Drive | Kyle | 78640 | Waterleaf Subdivision/ 16230968 | 29.968 | -97.8396 | Non-Lead - Copper | No | Between 1989 and 2014 |  | Non-Lead - Plastic | Between 1989 and 2014 |  | Non-Lead | No | No |  | Single Family Residence | No | No | No | Tier 5
833869 | 811 | New Bridge Drive | Kyle | 78640 | Waterleaf Subdivision | 29.968 | -97.8395 | Non-Lead - Copper | No | Between 1989 and 2014 |  | Non-Lead - Plastic | Between 1989 and 2014 |  | Non-Lead | No | No |  | Single Family Residence | No | No | No | Tier 5
15791249 | 821 | New Bridge Drive | Kyle | 78640 | Waterleaf Subdivision | 29.968 | -97.8393 | Non-Lead - Copper | No | Between 1989 and 2014 |  | Non-Lead - Plastic | Between 1989 and 2014 |  | Non-Lead | No | No |  | Single Family Residence | No | No | No | Tier 5
13141151 | 831 | New Bridge Drive | Kyle | 78640 | Waterleaf Subdivision | 29.968 | -97.8392 | Non-Lead - Copper | No | Between 1989 and 2014 |  | Non-Lead - Plastic | Between 1989 and 2014 |  | Non-Lead | No | No |  | Single Family Residence | No | No | No | Tier 5
12096868 | 841 | New Bridge Drive | Kyle | 78640 | Waterleaf Subdivision | 29.9679 | -97.9894 | Non-Lead - Copper | No | Between 1989 and 2014 |  | Non-Lead - Plastic | Between 1989 and 2014 |  | Non-Lead | No | No |  | Single Family Residence | No | No | No | Tier 5
16261011 | 850 | New Bridge Drive | Kyle | 78640 | Waterleaf Subdivision | 29.9676 | -97.8384 | Non-Lead - Copper | No | Between 1989 and 2014 |  | Non-Lead - Plastic | Between 1989 and 2014 |  | Non-Lead | No | No |  | Single Family Residence | No | No | No | Tier 5
15860572 | 851 | New Bridge Drive | Kyle | 78640 | Waterleaf Subdivision | 29.9679 | -97.9634 | Non-Lead - Copper | No | Between 1989 and 2014 |  | Non-Lead - Plastic | Between 1989 and 2014 |  | Non-Lead | No | No |  | Single Family Residence | No | No | No | Tier 5
9269667 | 861 | New Bridge Drive | Kyle | 78640 | Waterleaf Subdivision | 29.9679 | -97.8387 | Non-Lead - Copper | No | Between 1989 and 2014 |  | Non-Lead - Plastic | Between 1989 and 2014 |  | Non-Lead | No | No |  | Single Family Residence | No | No | No | Tier 5
15856631 | 870 | New Bridge Drive | Kyle | 78640 | Waterleaf Subdivision | 29.9675 | -97.8382 | Non-Lead - Copper | No | Between 1989 and 2014 |  | Non-Lead - Plastic | Between 1989 and 2014 |  | Non-Lead | No | No |  | Single Family Residence | No | No | No | Tier 5
848439 | 871 | New Bridge Drive | Kyle | 78640 | Waterleaf Subdivision | 29.9679 | -97.8386 | Non-Lead - Copper | No | Between 1989 and 2014 |  | Non-Lead - Plastic | Between 1989 and 2014 |  | Non-Lead | No | No |  | Single Family Residence | No | No | No | Tier 5
13383943 | 880 | New Bridge Drive | Kyle | 78640 | Waterleaf Subdivision | 29.9674 | -97.8381 | Non-Lead - Copper | No | Between 1989 and 2014 |  | Non-Lead - Plastic | Between 1989 and 2014 |  | Non-Lead | No | No |  | Single Family Residence | No | No | No | Tier 5
748628 | 881 | New Bridge Drive | Kyle | 78640 | Waterleaf Subdivision | 29.9679 | -97.8386 | Non-Lead - Copper | No | Between 1989 and 2014 |  | Non-Lead - Plastic | Between 1989 and 2014 |  | Non-Lead | No | No |  | Single Family Residence | No | No | No | Tier 5
15532135 | 891 | New Bridge Drive | Kyle | 78640 | Waterleaf Subdivision/ 15989334 | 29.9679 | -97.8385 | Non-Lead - Copper | No | Between 1989 and 2014 |  | Non-Lead - Plastic | After 2014 |  | Non-Lead | No | No |  | Single Family Residence | No | No | No | Tier 5
16256264 | 901 | New Bridge Drive | Kyle | 78640 | Waterleaf Subdivision | 29.9678 | -97.8384 | Non-Lead - Copper | No | Between 1989 and 2014 |  | Non-Lead - Plastic | Between 1989 and 2014 |  | Non-Lead | No | No |  | Single Family Residence | No | No | No | Tier 5
10325849 | 110 | Violet | Kyle | 78640 | Waterleaf Subdivision | 29.9659 | -97.8477 | Non-Lead - Plastic | No | Between 1989 and 2014 |  | Non-Lead - Plastic | Between 1989 and 2014 |  | Non-Lead | No | No |  | Single Family Residence | No | No | No | Tier 5
15507958 | 111 | Violet | Kyle | 78640 | Waterleaf Subdivision/ 10434526 | 29.966 | -97.8476 | Non-Lead - Plastic | No | Between 1989 and 2014 |  | Non-Lead - Plastic | Between 1989 and 2014 |  | Non-Lead | No | No |  | Single Family Residence | No | No | No | Tier 5
10301217 | 120 | Violet | Kyle | 78640 | Waterleaf Subdivision | 29.9658 | -97.8477 | Non-Lead - Plastic | No | Between 1989 and 2014 |  | Non-Lead - Plastic | Between 1989 and 2014 |  | Non-Lead | No | No |  | Single Family Residence | No | No | No | Tier 5
15881722 | 121 | Violet | Kyle | 78640 | Waterleaf Subdivision/ 10119794 | 29.9659 | -97.8475 | Non-Lead - Plastic | No | Between 1989 and 2014 |  | Non-Lead - Plastic | Between 1989 and 2014 |  | Non-Lead | No | No |  | Single Family Residence | No | No | No | Tier 5
10125020 | 130 | Violet | Kyle | 78640 | Waterleaf Subdivision | 29.9657 | -97.8476 | Non-Lead - Plastic | No | Between 1989 and 2014 |  | Non-Lead - Plastic | Between 1989 and 2014 |  | Non-Lead | No | No |  | Single Family Residence | No | No | No | Tier 5
12572920 | 161 | Violet | Kyle | 78640 | Waterleaf Subdivision | 29.966 | -97.8472 | Non-Lead - Plastic | No | Between 1989 and 2014 |  | Non-Lead - Plastic | Between 1989 and 2014 |  | Non-Lead | No | No |  | Single Family Residence | No | No | No | Tier 5
12068279 | 171 | Violet | Kyle | 78640 | Waterleaf Subdivision | 29.966 | -97.8471 | Non-Lead - Plastic | No | Between 1989 and 2014 |  | Non-Lead - Plastic | Between 1989 and 2014 |  | Non-Lead | No | No |  | Single Family Residence | No | No | No | Tier 5
15872003 | 181 | Violet | Kyle | 78640 | Waterleaf Subdivision/ 7889263 | 29.9661 | -97.847 | Non-Lead - Plastic | No | Between 1989 and 2014 |  | Non-Lead - Plastic | Between 1989 and 2014 |  | Non-Lead | No | No |  | Single Family Residence | No | No | No | Tier 5
10000728 | 191 | Violet | Kyle | 78640 | Waterleaf Subdivision | 29.9662 | -97.8469 | Non-Lead - Plastic | No | Between 1989 and 2014 |  | Non-Lead - Plastic | Between 1989 and 2014 |  | Non-Lead | No | No |  | Single Family Residence | No | No | No | Tier 5
12898209 | 201 | Violet | Kyle | 78640 | Waterleaf Subdivision | 29.9662 | -97.8468 | Non-Lead - Plastic | No | Between 1989 and 2014 |  | Non-Lead - Plastic | Between 1989 and 2014 |  | Non-Lead | No | No |  | Single Family Residence | No | No | No | Tier 5
7975415 | 211 | Violet | Kyle | 78640 | Waterleaf Subdivision | 29.9663 | -97.8467 | Non-Lead - Plastic | No | Between 1989 and 2014 |  | Non-Lead - Plastic | After 2014 |  | Non-Lead | No | No |  | Single Family Residence | No | No | No | Tier 5
15572533 | 221 | Violet | Kyle | 78640 | Waterleaf Subdivision/ 12016591 | 29.9663 | -97.8467 | Non-Lead - Plastic | No | Between 1989 and 2014 |  | Non-Lead - Plastic | Between 1989 and 2014 |  | Non-Lead | No | No |  | Single Family Residence | No | No | No | Tier 5
13366507 | 231 | Violet | Kyle | 78640 | Waterleaf Subdivision | 29.9664 | -97.8466 | Non-Lead - Plastic | No | Between 1989 and 2014 |  | Non-Lead - Plastic | Between 1989 and 2014 |  | Non-Lead | No | No |  | Single Family Residence | No | No | No | Tier 5
10123878 | 241 | Violet | Kyle | 78640 | Waterleaf Subdivision | 29.9665 | 97.8465 | Non-Lead - Plastic | No | Between 1989 and 2014 |  | Non-Lead - Plastic | Between 1989 and 2014 |  | Non-Lead | No | No |  | Single Family Residence | No | No | No | Tier 5
15788026 | 110 | Cushman Drive | Kyle | 78640 | Waterleaf Subdivision | 29.9663 | -97.845 | Non-Lead - Plastic | No | Between 1989 and 2014 |  | Non-Lead - Plastic | Between 1989 and 2014 |  | Non-Lead | No | No |  | Single Family Residence | No | No | No | Tier 5
787639 | 120 | Cushman Drive | Kyle | 78640 | Waterleaf Subdivision | 29.9664 | -97.8449 | Non-Lead - Plastic | No | Between 1989 and 2014 |  | Non-Lead - Plastic | Between 1989 and 2014 |  | Non-Lead | No | No |  | Single Family Residence | No | No | No | Tier 5
9295201 | 130 | Cushman Drive | Kyle | 78640 | Waterleaf Subdivision | 29.9665 | -97.8448 | Non-Lead - Plastic | No | Between 1989 and 2014 |  | Non-Lead - Plastic | Between 1989 and 2014 |  | Non-Lead | No | No |  | Single Family Residence | No | No | No | Tier 5
828062 | 140 | Cushman Drive | Kyle | 78640 | Waterleaf Subdivision | 29.9666 | -97.8446 | Non-Lead - Plastic | No | Between 1989 and 2014 |  | Non-Lead - Plastic | Between 1989 and 2014 |  | Non-Lead | No | No |  | Single Family Residence | No | No | No | Tier 5
16321353 | 141 | Cushman Drive | Kyle | 78640 | Waterleaf Subdivision | 29.9669 | -97.8451 | Non-Lead - Plastic | No | Between 1989 and 2014 |  | Non-Lead - Plastic | Between 1989 and 2014 |  | Non-Lead | No | No |  | Single Family Residence | No | No | No | Tier 5
9293954 | 150 | Cushman Drive | Kyle | 78640 | Waterleaf Subdivision | 29.9668 | -97.8446 | Non-Lead - Plastic | No | Between 1989 and 2014 |  | Non-Lead - Plastic | Between 1989 and 2014 |  | Non-Lead | No | No |  | Single Family Residence | No | No | No | Tier 5
715312 | 151 | Cushman Drive | Kyle | 78640 | Waterleaf Subdivision | 29.967 | -97.845 | Non-Lead - Plastic | No | Between 1989 and 2014 |  | Non-Lead - Plastic | Between 1989 and 2014 |  | Non-Lead | No | No |  | Single Family Residence | No | No | No | Tier 5
3881373 | 160 | Cushman Drive | Kyle | 78640 | Waterleaf Subdivision/ 09300873 | 29.968 | -97.8396 | Non-Lead - Plastic | No | Between 1989 and 2014 |  | Non-Lead - Plastic | Between 1989 and 2014 |  | Non-Lead | No | No |  | Single Family Residence | No | No | No | Tier 5
15987915 | 161 | Cushman Drive | Kyle | 78640 | Waterleaf Subdivision | 29.9671 | -97.8449 | Non-Lead - Plastic | No | Between 1989 and 2014 |  | Non-Lead - Plastic | Between 1989 and 2014 |  | Non-Lead | No | No |  | Single Family Residence | No | No | No | Tier 5
15990244 | 170 | Cushman Drive | Kyle | 78640 | Waterleaf Subdivision | 29.967 | -97.8443 | Non-Lead - Plastic | No | Between 1989 and 2014 |  | Non-Lead - Plastic | Between 1989 and 2014 |  | Non-Lead | No | No |  | Single Family Residence | No | No | No | Tier 5
16228542 | 171 | Cushman Drive | Kyle | 78640 | Waterleaf Subdivision | 29.9673 | -97.8448 | Non-Lead - Plastic | No | Between 1989 and 2014 |  | Non-Lead - Plastic | Between 1989 and 2014 |  | Non-Lead | No | No |  | Single Family Residence | No | No | No | Tier 5
16591219 | 180 | Cushman Drive | Kyle | 78640 | Waterleaf Subdivision | 29.9671 | -97.8442 | Non-Lead - Plastic | No | Between 1989 and 2014 |  | Non-Lead - Plastic | Between 1989 and 2014 |  | Non-Lead | No | No |  | Single Family Residence | No | No | No | Tier 5
9302156 | 181 | Cushman Drive | Kyle | 78640 | Waterleaf Subdivision | 29.9674 | -97.8447 | Non-Lead - Plastic | No | Between 1989 and 2014 |  | Non-Lead - Plastic | Between 1989 and 2014 |  | Non-Lead | No | No |  | Single Family Residence | No | No | No | Tier 5
16244138 | 190 | Cushman Drive | Kyle | 78640 | Waterleaf Subdivision | 29.9672 | -97.8442 | Non-Lead - Plastic | No | Between 1989 and 2014 |  | Non-Lead - Plastic | Between 1989 and 2014 |  | Non-Lead | No | No |  | Single Family Residence | No | No | No | Tier 5
15993125 | 191 | Cushman Drive | Kyle | 78640 | Waterleaf Subdivision | 29.9675 | -97.8446 | Non-Lead - Plastic | No | Between 1989 and 2014 |  | Non-Lead - Plastic | Between 1989 and 2014 |  | Non-Lead | No | No |  | Single Family Residence | No | No | No | Tier 5
15789261 | 200 | Cushman Drive | Kyle | 78640 | Waterleaf Subdivision | 29.9674 | -97.8441 | Non-Lead - Plastic | No | Between 1989 and 2014 |  | Non-Lead - Plastic | Between 1989 and 2014 |  | Non-Lead | No | No |  | Single Family Residence | No | No | No | Tier 5
9293254 | 210 | Cushman Drive | Kyle | 78640 | Waterleaf Subdivision | 29.9675 | -97.844 | Non-Lead - Plastic | No | Between 1989 and 2014 |  | Non-Lead - Plastic | Between 1989 and 2014 |  | Non-Lead | No | No |  | Single Family Residence | No | No | No | Tier 5
9297050 | 220 | Cushman Drive | Kyle | 78640 | Waterleaf Subdivision | 29.9676 | -97.844 | Non-Lead - Plastic | No | Between 1989 and 2014 |  | Non-Lead - Plastic | Between 1989 and 2014 |  | Non-Lead | No | No |  | Single Family Residence | No | No | No | Tier 5
10189175 | 230 | Cushman Drive | Kyle | 78640 | Waterleaf Subdivision | 29.9678 | -97.8439 | Non-Lead - Plastic | No | Between 1989 and 2014 |  | Non-Lead - Plastic | Between 1989 and 2014 |  | Non-Lead | No | No |  | Single Family Residence | No | No | No | Tier 5
9392662 | 260 | Cushman Drive | Kyle | 78640 | Waterleaf Subdivision | 29.9682 | -97.8439 | Non-Lead - Plastic | No | Between 1989 and 2014 |  | Non-Lead - Plastic | Between 1989 and 2014 |  | Non-Lead | No | No |  | Single Family Residence | No | No | No | Tier 5
9267780 | 270 | Cushman Drive | Kyle | 78640 | Waterleaf Subdivision | 29.9683 | -97.8439 | Non-Lead - Plastic | No | Between 1989 and 2014 |  | Non-Lead - Plastic | Between 1989 and 2014 |  | Non-Lead | No | No |  | Single Family Residence | No | No | No | Tier 5
833050 | 280 | Cushman Drive | Kyle | 78640 | Waterleaf Subdivision | 29.9685 | -97.8439 | Non-Lead - Plastic | No | Between 1989 and 2014 |  | Non-Lead - Plastic | Between 1989 and 2014 |  | Non-Lead | No | No |  | Single Family Residence | No | No | No | Tier 5
12688603 | 290 | Cushman Drive | Kyle | 78640 | Waterleaf Subdivision | 29.9686 | -97.844 | Non-Lead - Plastic | No | Between 1989 and 2014 |  | Non-Lead - Plastic | Between 1989 and 2014 |  | Non-Lead | No | No |  | Single Family Residence | No | No | No | Tier 5
16241909 | 300 | Cushman Drive | Kyle | 78640 | Waterleaf Subdivision | 29.9688 | -97.8441 | Non-Lead - Plastic | No | Between 1989 and 2014 |  | Non-Lead - Plastic | Between 1989 and 2014 |  | Non-Lead | No | No |  | Single Family Residence | No | No | No | Tier 5
848428 | 301 | Cushman Drive | Kyle | 78640 | Waterleaf Subdivision | 29.9686 | -97.8447 | Non-Lead - Plastic | No | Between 1989 and 2014 |  | Non-Lead - Plastic | Between 1989 and 2014 |  | Non-Lead | No | No |  | Single Family Residence | No | No | No | Tier 5
12686970 | 310 | Cushman Drive | Kyle | 78640 | Waterleaf Subdivision | 29.9689 | -97.8444 | Non-Lead - Plastic | No | Between 1989 and 2014 |  | Non-Lead - Plastic | Between 1989 and 2014 |  | Non-Lead | No | No |  | Single Family Residence | No | No | No | Tier 5
10544470 | 311 | Cushman Drive | Kyle | 78640 | Waterleaf Subdivision | 29.9688 | -97.8447 | Non-Lead - Plastic | No | Between 1989 and 2014 |  | Non-Lead - Plastic | Between 1989 and 2014 |  | Non-Lead | No | No |  | Single Family Residence | No | No | No | Tier 5
15784907 | 110 | Mistletoe Lane | Kyle | 78640 | Waterleaf Subdivision | 29.9662 | -97.8438 | Non-Lead - Plastic | No | Between 1989 and 2014 |  | Non-Lead - Plastic | Between 1989 and 2014 |  | Non-Lead | No | No |  | Single Family Residence | No | No | No | Tier 5
9394484 | 120 | Mistletoe Lane | Kyle | 78640 | Waterleaf Subdivision | 29.9662 | -97.8436 | Non-Lead - Plastic | No | Between 1989 and 2014 |  | Non-Lead - Plastic | Between 1989 and 2014 |  | Non-Lead | No | No |  | Single Family Residence | No | No | No | Tier 5
16260703 | 130 | Mistletoe Lane | Kyle | 78640 | Waterleaf Subdivision | 29.9662 | -97.8434 | Non-Lead - Plastic | No | Between 1989 and 2014 |  | Non-Lead - Plastic | After 2014 |  | Non-Lead | No | No |  | Single Family Residence | No | No | No | Tier 5
13335136 | 140 | Mistletoe Lane | Kyle | 78640 | Waterleaf Subdivision | 29.9662 | -97.8433 | Non-Lead - Plastic | No | Between 1989 and 2014 |  | Non-Lead - Plastic | Between 1989 and 2014 |  | Non-Lead | No | No |  | Single Family Residence | No | No | No | Tier 5
16090322 | 150 | Mistletoe Lane | Kyle | 78640 | Waterleaf Subdivision | 29.9662 | -97.8431 | Non-Lead - Plastic | No | Between 1989 and 2014 |  | Non-Lead - Plastic | Between 1989 and 2014 |  | Non-Lead | No | No |  | Single Family Residence | No | No | No | Tier 5
10717846 | 151 | Mistletoe Lane | Kyle | 78640 | Waterleaf Subdivision | 29.9664 | -97.8431 | Non-Lead - Plastic | No | Between 1989 and 2014 |  | Non-Lead - Plastic | After 2014 |  | Non-Lead | No | No |  | Single Family Residence | No | No | No | Tier 5
742681 | 160 | Mistletoe Lane | Kyle | 78640 | Waterleaf Subdivision | 29.9663 | -97.843 | Non-Lead - Plastic | No | Between 1989 and 2014 |  | Non-Lead - Plastic | Between 1989 and 2014 |  | Non-Lead | No | No |  | Single Family Residence | No | No | No | Tier 5
10902998 | 165 | Mistletoe Lane | Kyle | 78640 | Waterleaf Subdivision | 29.9665 | -97.8429 | Non-Lead - Plastic | No | Between 1989 and 2014 |  | Non-Lead - Plastic | Between 1989 and 2014 |  | Non-Lead | No | No |  | Single Family Residence | No | No | No | Tier 5
13262834 | 170 | Mistletoe Lane | Kyle | 78640 | Waterleaf Subdivision | 29.9663 | -97.8428 | Non-Lead - Plastic | No | Between 1989 and 2014 |  | Non-Lead - Plastic | Between 1989 and 2014 |  | Non-Lead | No | No |  | Single Family Residence | No | No | No | Tier 5
13189861 | 175 | Mistletoe Lane | Kyle | 78640 | Waterleaf Subdivision | 29.9665 | -97.8427 | Non-Lead - Plastic | No | Between 1989 and 2014 |  | Non-Lead - Plastic | Between 1989 and 2014 |  | Non-Lead | No | No |  | Single Family Residence | No | No | No | Tier 5
13265626 | 180 | Mistletoe Lane | Kyle | 78640 | Waterleaf Subdivision | 29.9663 | -97.8426 | Non-Lead - Plastic | No | Between 1989 and 2014 |  | Non-Lead - Plastic | Between 1989 and 2014 |  | Non-Lead | No | No |  | Single Family Residence | No | No | No | Tier 5
16243562 | 185 | Mistletoe Lane | Kyle | 78640 | Waterleaf Subdivision | 29.9665 | -97.8426 | Non-Lead - Plastic | No | Between 1989 and 2014 |  | Non-Lead - Plastic | Between 1989 and 2014 |  | Non-Lead | No | No |  | Single Family Residence | No | No | No | Tier 5
13495539 | 190 | Mistletoe Lane | Kyle | 78640 | Waterleaf Subdivision | 29.9663 | -97.8425 | Non-Lead - Plastic | No | Between 1989 and 2014 |  | Non-Lead - Plastic | Between 1989 and 2014 |  | Non-Lead | No | No |  | Single Family Residence | No | No | No | Tier 5
10928316 | 191 | Mistletoe Lane | Kyle | 78640 | Waterleaf Subdivision | 29.9665 | -97.8425 | Non-Lead - Plastic | No | Between 1989 and 2014 |  | Non-Lead - Plastic | Between 1989 and 2014 |  | Non-Lead | No | No |  | Single Family Residence | No | No | No | Tier 5
13514509 | 200 | Mistletoe Lane | Kyle | 78640 | Waterleaf Subdivision | 29.9665 | -97.8422 | Non-Lead - Plastic | No | Between 1989 and 2014 |  | Non-Lead - Plastic | Between 1989 and 2014 |  | Non-Lead | No | No |  | Single Family Residence | No | No | No | Tier 5
13387041 | 210 | Mistletoe Lane | Kyle | 78640 | Waterleaf Subdivision | 29.9664 | -97.8419 | Non-Lead - Plastic | No | Between 1989 and 2014 |  | Non-Lead - Plastic | Between 1989 and 2014 |  | Non-Lead | No | No |  | Single Family Residence | No | No | No | Tier 5
5314650 | 211 | Mistletoe Lane | Kyle | 78640 | Waterleaf Subdivision | 29.9666 | -97.8419 | Non-Lead - Plastic | No | Between 1989 and 2014 |  | Non-Lead - Plastic | Between 1989 and 2014 |  | Non-Lead | No | No |  | Single Family Residence | No | No | No | Tier 5
13138308 | 220 | Mistletoe Lane | Kyle | 78640 | Waterleaf Subdivision | 29.9664 | -97.8418 | Non-Lead - Plastic | No | Between 1989 and 2014 |  | Non-Lead - Plastic | Between 1989 and 2014 |  | Non-Lead | No | No |  | Single Family Residence | No | No | No | Tier 5
13324656 | 221 | Mistletoe Lane | Kyle | 78640 | Waterleaf Subdivision | 29.9666 | -97.8418 | Non-Lead - Plastic | No | Between 1989 and 2014 |  | Non-Lead - Plastic | Between 1989 and 2014 |  | Non-Lead | No | No |  | Single Family Residence | No | No | No | Tier 5
12757245 | 230 | Mistletoe Lane | Kyle | 78640 | Waterleaf Subdivision | 29.9664 | -97.8416 | Non-Lead - Plastic | No | Between 1989 and 2014 |  | Non-Lead - Plastic | Between 1989 and 2014 |  | Non-Lead | No | No |  | Single Family Residence | No | No | No | Tier 5
10976243 | 231 | Mistletoe Lane | Kyle | 78640 | Waterleaf Subdivision | 29.9666 | -97.8416 | Non-Lead - Plastic | No | Between 1989 and 2014 |  | Non-Lead - Plastic | Between 1989 and 2014 |  | Non-Lead | No | No |  | Single Family Residence | No | No | No | Tier 5
12825199 | 241 | Mistletoe Lane | Kyle | 78640 | Waterleaf Subdivision | 29.9666 | -97.8414 | Non-Lead - Plastic | No | Between 1989 and 2014 |  | Non-Lead - Plastic | Between 1989 and 2014 |  | Non-Lead | No | No |  | Single Family Residence | No | No | No | Tier 5
4807837 | 250 | Mistletoe Lane | Kyle | 78640 | Waterleaf Subdivision | 29.9664 | -97.8413 | Non-Lead - Plastic | No | Between 1989 and 2014 |  | Non-Lead - Plastic | Between 1989 and 2014 |  | Non-Lead | No | No |  | Single Family Residence | No | No | No | Tier 5
13416391 | 251 | Mistletoe Lane | Kyle | 78640 | Waterleaf Subdivision | 29.9666 | -97.8413 | Non-Lead - Plastic | No | Between 1989 and 2014 |  | Non-Lead - Plastic | Between 1989 and 2014 |  | Non-Lead | No | No |  | Single Family Residence | No | No | No | Tier 5
12755952 | 261 | Mistletoe Lane | Kyle | 78640 | Waterleaf Subdivision | 29.9666 | -97.8411 | Non-Lead - Plastic | No | Between 1989 and 2014 |  | Non-Lead - Plastic | Between 1989 and 2014 |  | Non-Lead | No | No |  | Single Family Residence | No | No | No | Tier 5
12353552 | 270 | Mistletoe Lane | Kyle | 78640 | Waterleaf Subdivision | 29.9663 | -97.841 | Non-Lead - Plastic | No | Between 1989 and 2014 |  | Non-Lead - Plastic | Between 1989 and 2014 |  | Non-Lead | No | No |  | Single Family Residence | No | No | No | Tier 5
12670932 | 271 | Mistletoe Lane | Kyle | 78640 | Waterleaf Subdivision | 29.9665 | -97.841 | Non-Lead - Plastic | No | Between 1989 and 2014 |  | Non-Lead - Plastic | Between 1989 and 2014 |  | Non-Lead | No | No |  | Single Family Residence | No | No | No | Tier 5
10904443 | 280 | Mistletoe Lane | Kyle | 78640 | Waterleaf Subdivision | 29.9663 | -97.8409 | Non-Lead - Copper | No | Between 1989 and 2014 |  | Non-Lead - Plastic | Between 1989 and 2014 |  | Non-Lead | No | No |  | Single Family Residence | No | No | No | Tier 5
10434089 | 290 | Mistletoe Lane | Kyle | 78640 | Waterleaf Subdivision | 29.9662 | -97.8408 | Non-Lead - Copper | No | Between 1989 and 2014 |  | Non-Lead - Plastic | Between 1989 and 2014 |  | Non-Lead | No | No |  | Single Family Residence | No | No | No | Tier 5
716372 | 310 | Mistletoe Lane | Kyle | 78640 | Waterleaf Subdivision | 29.9661 | -97.8403 | Non-Lead - Copper | No | Between 1989 and 2014 |  | Non-Lead - Plastic | Between 1989 and 2014 |  | Non-Lead | No | No |  | Single Family Residence | No | No | No | Tier 5
12658782 | 311 | Mistletoe Lane | Kyle | 78640 | Waterleaf Subdivision | 29.9662 | -97.8402 | Non-Lead - Copper | No | Between 1989 and 2014 |  | Non-Lead - Plastic | Between 1989 and 2014 |  | Non-Lead | No | No |  | Single Family Residence | No | No | No | Tier 5
16230170 | 320 | Mistletoe Lane | Kyle | 78640 | Waterleaf Subdivision | 29.966 | -97.8402 | Non-Lead - Copper | No | Between 1989 and 2014 |  | Non-Lead - Plastic | Between 1989 and 2014 |  | Non-Lead | No | No |  | Single Family Residence | No | No | No | Tier 5
16708885 | 321 | Mistletoe Lane | Kyle | 78640 | Waterleaf Subdivision | 29.9662 | -97.8401 | Non-Lead - Copper | No | Between 1989 and 2014 |  | Non-Lead - Plastic | Between 1989 and 2014 |  | Non-Lead | No | No |  | Single Family Residence | No | No | No | Tier 5
7992482 | 330 | Mistletoe Lane | Kyle | 78640 | Waterleaf Subdivision | 29.966 | -97.8401 | Non-Lead - Copper | No | Between 1989 and 2014 |  | Non-Lead - Plastic | Between 1989 and 2014 |  | Non-Lead | No | No |  | Single Family Residence | No | No | No | Tier 5
16233738 | 335 | Mistletoe Lane | Kyle | 78640 | Waterleaf Subdivision | 29.9661 | -97.84 | Non-Lead - Copper | No | Between 1989 and 2014 |  | Non-Lead - Plastic | Between 1989 and 2014 |  | Non-Lead | No | No |  | Single Family Residence | No | No | No | Tier 5
12079826 | 340 | Mistletoe Lane | Kyle | 78640 | Waterleaf Subdivision | 29.9659 | -97.84 | Non-Lead - Copper | No | Between 1989 and 2014 |  | Non-Lead - Plastic | Between 1989 and 2014 |  | Non-Lead | No | No |  | Single Family Residence | No | No | No | Tier 5
10301551 | 350 | Mistletoe Lane | Kyle | 78640 | Waterleaf Subdivision | 29.9659 | -97.8399 | Non-Lead - Copper | No | Between 1989 and 2014 |  | Non-Lead - Plastic | Between 1989 and 2014 |  | Non-Lead | No | No |  | Single Family Residence | No | No | No | Tier 5
9380808 | 355 | Mistletoe Lane | Kyle | 78640 | Waterleaf Subdivision | 29.9661 | -97.8398 | Non-Lead - Copper | No | Between 1989 and 2014 |  | Non-Lead - Plastic | Between 1989 and 2014 |  | Non-Lead | No | No |  | Single Family Residence | No | No | No | Tier 5
1429892 | 360 | Mistletoe Lane | Kyle | 78640 | Waterleaf Subdivision/ 10125024 | 29.9659 | -97.8398 | Non-Lead - Copper | No | Between 1989 and 2014 |  | Non-Lead - Plastic | Between 1989 and 2014 |  | Non-Lead | No | No |  | Single Family Residence | No | No | No | Tier 5
13387559 | 370 | Holly Grove Street | Kyle | 78640 | Waterleaf Subdivision | 29.9662 | -97.8388 | Non-Lead - Copper | No | Between 1989 and 2014 |  | Non-Lead - Plastic | Between 1989 and 2014 |  | Non-Lead | No | No |  | Single Family Residence | No | No | No | Tier 5
12658797 | 380 | Holly Grove Street | Kyle | 78640 | Waterleaf Subdivision | 29.9663 | -97.8388 | Non-Lead - Copper | No | Between 1989 and 2014 |  | Non-Lead - Plastic | Between 1989 and 2014 |  | Non-Lead | No | No |  | Single Family Residence | No | No | No | Tier 5
12583865 | 381 | Holly Grove Street | Kyle | 78640 | Waterleaf Subdivision | 29.9666 | -97.8387 | Non-Lead - Copper | No | Between 1989 and 2014 |  | Non-Lead - Plastic | Between 1989 and 2014 |  | Non-Lead | No | No |  | Single Family Residence | No | No | No | Tier 5
13263480 | 390 | Holly Grove Street | Kyle | 78640 | Waterleaf Subdivision | 29.9663 | -97.8387 | Non-Lead - Copper | No | Between 1989 and 2014 |  | Non-Lead - Plastic | Between 1989 and 2014 |  | Non-Lead | No | No |  | Single Family Residence | No | No | No | Tier 5
12756508 | 391 | Holly Grove Street | Kyle | 78640 | Waterleaf Subdivision | 29.9666 | -97.8387 | Non-Lead - Copper | No | Between 1989 and 2014 |  | Non-Lead - Plastic | Between 1989 and 2014 |  | Non-Lead | No | No |  | Single Family Residence | No | No | No | Tier 5
10774821 | 400 | Holly Grove Street | Kyle | 78640 | Waterleaf Subdivision | 29.9664 | -97.8387 | Non-Lead - Copper | No | Between 1989 and 2014 |  | Non-Lead - Plastic | Between 1989 and 2014 |  | Non-Lead | No | No |  | Single Family Residence | No | No | No | Tier 5
15789729 | 401 | Holly Grove Street | Kyle | 78640 | Waterleaf Subdivision | 29.9667 | -97.8386 | Non-Lead - Copper | No | Between 1989 and 2014 |  | Non-Lead - Plastic | Between 1989 and 2014 |  | Non-Lead | No | No |  | Single Family Residence | No | No | No | Tier 5
12872408 | 410 | Holly Grove Street | Kyle | 78640 | Waterleaf Subdivision | 29.9664 | -97.8386 | Non-Lead - Copper | No | Between 1989 and 2014 |  | Non-Lead - Plastic | Between 1989 and 2014 |  | Non-Lead | No | No |  | Single Family Residence | No | No | No | Tier 5
15987902 | 411 | Holly Grove Street | Kyle | 78640 | Waterleaf Subdivision | 29.9667 | -97.8385 | Non-Lead - Copper | No | Between 1989 and 2014 |  | Non-Lead - Plastic | Between 1989 and 2014 |  | Non-Lead | No | No |  | Single Family Residence | No | No | No | Tier 5
12350692 | 420 | Holly Grove Street | Kyle | 78640 | Waterleaf Subdivision | 29.9664 | -97.8386 | Non-Lead - Copper | No | Between 1989 and 2014 |  | Non-Lead - Plastic | Between 1989 and 2014 |  | Non-Lead | No | No |  | Single Family Residence | No | No | No | Tier 5
730002 | 421 | Holly Grove Street | Kyle | 78640 | Waterleaf Subdivision | 29.9668 | -97.8385 | Non-Lead - Copper | No | Between 1989 and 2014 |  | Non-Lead - Plastic | Between 1989 and 2014 |  | Non-Lead | No | No |  | Single Family Residence | No | No | No | Tier 5
16709371 | 430 | Holly Grove Street | Kyle | 78640 | Waterleaf Subdivision | 29.9665 | -97.8385 | Non-Lead - Copper | No | Between 1989 and 2014 |  | Non-Lead - Plastic | Between 1989 and 2014 |  | Non-Lead | No | No |  | Single Family Residence | No | No | No | Tier 5
12578472 | 431 | Holly Grove Street | Kyle | 78640 | Waterleaf Subdivision | 29.9668 | -97.8384 | Non-Lead - Copper | No | Between 1989 and 2014 |  | Non-Lead - Plastic | Between 1989 and 2014 |  | Non-Lead | No | No |  | Single Family Residence | No | No | No | Tier 5
13146091 | 440 | Holly Grove Street | Kyle | 78640 | Waterleaf Subdivision | 29.9665 | -97.8385 | Non-Lead - Copper | No | Between 1989 and 2014 |  | Non-Lead - Plastic | Between 1989 and 2014 |  | Non-Lead | No | No |  | Other | No | No | No | Tier 5
12350681 | 441 | Holly Grove Street | Kyle | 78640 | Waterleaf Subdivision | 29.9669 | -97.8383 | Non-Lead - Copper | No | Between 1989 and 2014 |  | Non-Lead - Plastic | Between 1989 and 2014 |  | Non-Lead | No | No |  | Single Family Residence | No | No | No | Tier 5
12755708 | 450 | Holly Grove Street | Kyle | 78640 | Waterleaf Subdivision | 29.9666 | -97.8385 | Non-Lead - Copper | No | Between 1989 and 2014 |  | Non-Lead - Plastic | Between 1989 and 2014 |  | Non-Lead | No | No |  | Single Family Residence | No | No | No | Tier 5
15915542 | 451 | Holly Grove Street | Kyle | 78640 | Waterleaf Subdivision | 29.967 | -97.8383 | Non-Lead - Copper | No | Between 1989 and 2014 |  | Non-Lead - Plastic | Between 1989 and 2014 |  | Non-Lead | No | No |  | Single Family Residence | No | No | No | Tier 5
12821998 | 460 | Holly Grove Street | Kyle | 78640 | Waterleaf Subdivision | 29.9666 | -97.8384 | Non-Lead - Copper | No | Between 1989 and 2014 |  | Non-Lead - Plastic | Between 1989 and 2014 |  | Non-Lead | No | No |  | Single Family Residence | No | No | No | Tier 5
15881536 | 461 | Holly Grove Street | Kyle | 78640 | Waterleaf Subdivision/ 11996990 | 29.967 | -97.8382 | Non-Lead - Copper | No | Between 1989 and 2014 |  | Non-Lead - Plastic | Between 1989 and 2014 |  | Non-Lead | No | No |  | Single Family Residence | No | No | No | Tier 5
13365682 | 470 | Holly Grove Street | Kyle | 78640 | Waterleaf Subdivision | 29.9666 | -97.8384 | Non-Lead - Copper | No | Between 1989 and 2014 |  | Non-Lead - Plastic | Between 1989 and 2014 |  | Non-Lead | No | No |  | Single Family Residence | No | No | No | Tier 5
13434882 | 471 | Holly Grove Street | Kyle | 78640 | Waterleaf Subdivision | 29.9671 | -97.8381 | Non-Lead - Copper | No | Between 1989 and 2014 |  | Non-Lead - Plastic | Between 1989 and 2014 |  | Non-Lead | No | No |  | Single Family Residence | No | No | No | Tier 5
15916384 | 490 | Holly Grove Street | Kyle | 78640 | Waterleaf Subdivision | 29.9667 | -97.8383 | Non-Lead - Copper | No | Between 1989 and 2014 |  | Non-Lead - Plastic | Between 1989 and 2014 |  | Non-Lead | No | No |  | Single Family Residence | No | No | No | Tier 5
10459364 | 500 | Holly Grove Street | Kyle | 78640 | Waterleaf Subdivision | 29.9667 | -97.8382 | Non-Lead - Copper | No | Between 1989 and 2014 |  | Non-Lead - Plastic | Between 1989 and 2014 |  | Non-Lead | No | No |  | Single Family Residence | No | No | No | Tier 5
10339802 | 510 | Holly Grove Street | Kyle | 78640 | Waterleaf Subdivision | 29.9668 | -97.8382 | Non-Lead - Copper | No | Between 1989 and 2014 |  | Non-Lead - Plastic | Between 1989 and 2014 |  | Non-Lead | No | No |  | Single Family Residence | No | No | No | Tier 5
9308830 | 520 | Holly Grove Street | Kyle | 78640 | Waterleaf Subdivision | 29.9668 | -97.8382 | Non-Lead - Copper | No | Between 1989 and 2014 |  | Non-Lead - Plastic | Between 1989 and 2014 |  | Non-Lead | No | No |  | Single Family Residence | No | No | No | Tier 5
15786936 | 530 | Holly Grove Street | Kyle | 78640 | Waterleaf Subdivision | 29.9669 | -97.8381 | Non-Lead - Copper | No | Between 1989 and 2014 |  | Non-Lead - Plastic | Between 1989 and 2014 |  | Non-Lead | No | No |  | Single Family Residence | No | No | No | Tier 5
10730681 | 110 | Pasture Cove | Kyle | 78640 | Waterleaf Subdivision | 29.9678 | -97.8392 | Non-Lead - Copper | No | Between 1989 and 2014 |  | Non-Lead - Plastic | Between 1989 and 2014 |  | Non-Lead | No | No |  | Single Family Residence | No | No | No | Tier 5
7988146 | 120 | Pasture Cove | Kyle | 78640 | Waterleaf Subdivision | 29.9677 | -97.8392 | Non-Lead - Copper | No | Between 1989 and 2014 |  | Non-Lead - Plastic | Between 1989 and 2014 |  | Non-Lead | No | No |  | Single Family Residence | No | No | No | Tier 5
12084237 | 130 | Pasture Cove | Kyle | 78640 | Waterleaf Subdivision | 29.9677 | -97.8392 | Non-Lead - Copper | No | Between 1989 and 2014 |  | Non-Lead - Plastic | Between 1989 and 2014 |  | Non-Lead | No | No |  | Single Family Residence | No | No | No | Tier 5
16318755 | 131 | Pasture Cove | Kyle | 78640 | Waterleaf Subdivision | 29.9677 | -97.839 | Non-Lead - Copper | No | Between 1989 and 2014 |  | Non-Lead - Plastic | Between 1989 and 2014 |  | Non-Lead | No | No |  | Single Family Residence | No | No | No | Tier 5
12755950 | 140 | Pasture Cove | Kyle | 78640 | Waterleaf Subdivision | 29.9677 | -97.8392 | Non-Lead - Copper | No | Between 1989 and 2014 |  | Non-Lead - Plastic | Between 1989 and 2014 |  | Non-Lead | No | No |  | Single Family Residence | No | No | No | Tier 5
9200997 | 141 | Pasture Cove | Kyle | 78640 | Waterleaf Subdivision | 29.9675 | -97.8391 | Non-Lead - Copper | No | Between 1989 and 2014 |  | Non-Lead - Plastic | After 2014 |  | Non-Lead | No | No |  | Single Family Residence | No | No | No | Tier 5
12119074 | 551 | Abundance Lane | Kyle | 78640 | Waterleaf Subdivision | 29.9681 | -97.8375 | Non-Lead - Copper | No | Between 1989 and 2014 |  | Non-Lead - Plastic | Between 1989 and 2014 |  | Non-Lead | No | No |  | Single Family Residence | No | No | No | Tier 5
7976728 | 561 | Abundance Lane | Kyle | 78640 | Waterleaf Subdivision | 29.9682 | -97.8377 | Non-Lead - Copper | No | Between 1989 and 2014 |  | Non-Lead - Plastic | Between 1989 and 2014 |  | Non-Lead | No | No |  | Single Family Residence | No | No | No | Tier 5
16664018 | 571 | Abundance Lane | Kyle | 78640 | Waterleaf Subdivision | 29.9683 | -97.8378 | Non-Lead - Copper | No | Between 1989 and 2014 |  | Non-Lead - Plastic | Between 1989 and 2014 |  | Non-Lead | No | No |  | Single Family Residence | No | No | No | Tier 5
9392821 | 581 | Abundance Lane | Kyle | 78640 | Waterleaf Subdivision | 29.9684 | -97.838 | Non-Lead - Copper | No | Between 1989 and 2014 |  | Non-Lead - Plastic | Between 1989 and 2014 |  | Non-Lead | No | No |  | Single Family Residence | No | No | No | Tier 5
10041115 | 591 | Abundance Lane | Kyle | 78640 | Waterleaf Subdivision | 29.9684 | -97.8381 | Non-Lead - Copper | No | Between 1989 and 2014 |  | Non-Lead - Plastic | Between 1989 and 2014 |  | Non-Lead | No | No |  | Single Family Residence | No | No | No | Tier 5
13157384 | 601 | Abundance Lane | Kyle | 78640 | Waterleaf Subdivision | 29.9685 | -97.8383 | Non-Lead - Copper | No | Between 1989 and 2014 |  | Non-Lead - Plastic | After 2014 |  | Non-Lead | No | No |  | Single Family Residence | No | No | No | Tier 5
16674309 | 611 | Abundance Lane | Kyle | 78640 | Waterleaf Subdivision | 29.9685 | -97.8385 | Non-Lead - Copper | No | Between 1989 and 2014 |  | Non-Lead - Plastic | Between 1989 and 2014 |  | Non-Lead | No | No |  | Single Family Residence | No | No | No | Tier 5
16664028 | 621 | Abundance Lane | Kyle | 78640 | Waterleaf Subdivision | 29.9686 | -97.8387 | Non-Lead - Copper | No | Between 1989 and 2014 |  | Non-Lead - Plastic | Between 1989 and 2014 |  | Non-Lead | No | No |  | Single Family Residence | No | No | No | Tier 5
16388359 | 631 | Abundance Lane | Kyle | 78640 | Waterleaf Subdivision | 29.9686 | -97.8389 | Non-Lead - Copper | No | Between 1989 and 2014 |  | Non-Lead - Plastic | Between 1989 and 2014 |  | Non-Lead | No | No |  | Single Family Residence | No | No | No | Tier 5
9304749 | 641 | Abundance Lane | Kyle | 78640 | Waterleaf Subdivision | 29.9687 | -97.839 | Non-Lead - Copper | No | Between 1989 and 2014 |  | Non-Lead - Plastic | Between 1989 and 2014 |  | Non-Lead | No | No |  | Single Family Residence | No | No | No | Tier 5
10017794 | 651 | Abundance Lane | Kyle | 78640 | Waterleaf Subdivision | 29.9687 | -97.8392 | Non-Lead - Copper | No | Between 1989 and 2014 |  | Non-Lead - Plastic | Between 1989 and 2014 |  | Non-Lead | No | No |  | Single Family Residence | No | No | No | Tier 5
10325033 | 661 | Abundance Lane | Kyle | 78640 | Waterleaf Subdivision | 29.9687 | -97.8394 | Non-Lead - Copper | No | Between 1989 and 2014 |  | Non-Lead - Plastic | Between 1989 and 2014 |  | Non-Lead | No | No |  | Single Family Residence | No | No | No | Tier 5
16674298 | 671 | Abundance Lane | Kyle | 78640 | Waterleaf Subdivision | 29.9687 | -97.8396 | Non-Lead - Copper | No | Between 1989 and 2014 |  | Non-Lead - Plastic | Between 1989 and 2014 |  | Non-Lead | No | No |  | Single Family Residence | No | No | No | Tier 5
16708941 | 681 | Abundance Lane | Kyle | 78640 | Waterleaf Subdivision | 29.9688 | -97.8398 | Non-Lead - Copper | No | Between 1989 and 2014 |  | Non-Lead - Plastic | Between 1989 and 2014 |  | Non-Lead | No | No |  | Single Family Residence | No | No | No | Tier 5
12756907 | 691 | Abundance Lane | Kyle | 78640 | Waterleaf Subdivision | 29.9688 | -97.84 | Non-Lead - Copper | No | Between 1989 and 2014 |  | Non-Lead - Plastic | Between 1989 and 2014 |  | Non-Lead | No | No |  | Single Family Residence | No | No | No | Tier 5
13414948 | 701 | Abundance Lane | Kyle | 78640 | Waterleaf Subdivision | 29.9688 | -97.8401 | Non-Lead - Copper | No | Between 1989 and 2014 |  | Non-Lead - Plastic | After 2014 |  | Non-Lead | No | No |  | Single Family Residence | No | No | No | Tier 5
10550107 | 711 | Abundance Lane | Kyle | 78640 | Waterleaf Subdivision | 29.9688 | -97.8403 | Non-Lead - Copper | No | Between 1989 and 2014 |  | Non-Lead - Plastic | Between 1989 and 2014 |  | Non-Lead | No | No |  | Single Family Residence | No | No | No | Tier 5
1430054 | 721 | Abundance Lane | Kyle | 78640 | Waterleaf Subdivision/ 11281040 | 29.9688 | -97.8407 | Non-Lead - Copper | No | Between 1989 and 2014 |  | Non-Lead - Plastic | Between 1989 and 2014 |  | Non-Lead | No | No |  | Single Family Residence | No | No | No | Tier 5
9256548 | 731 | Abundance Lane | Kyle | 78640 | Waterleaf Subdivision | 29.9688 | -97.8408 | Non-Lead - Copper | No | Between 1989 and 2014 |  | Non-Lead - Plastic | Between 1989 and 2014 |  | Non-Lead | No | No |  | Single Family Residence | No | No | No | Tier 5
16674427 | 741 | Abundance Lane | Kyle | 78640 | Waterleaf Subdivision | 29.9688 | -97.8409 | Non-Lead - Copper | No | Between 1989 and 2014 |  | Non-Lead - Plastic | Between 1989 and 2014 |  | Non-Lead | No | No |  | Single Family Residence | No | No | No | Tier 5
12658316 | 751 | Abundance Lane | Kyle | 78640 | Waterleaf Subdivision | 29.9688 | -97.841 | Non-Lead - Copper | No | Between 1989 and 2014 |  | Non-Lead - Plastic | Between 1989 and 2014 |  | Non-Lead | No | No |  | Single Family Residence | No | No | No | Tier 5
10550554 | 761 | Abundance Lane | Kyle | 78640 | Waterleaf Subdivision | 29.9688 | -97.8411 | Non-Lead - Copper | No | Between 1989 and 2014 |  | Non-Lead - Plastic | Between 1989 and 2014 |  | Non-Lead | No | No |  | Single Family Residence | No | No | No | Tier 5
10514784 | 110 | Splendor Cove | Kyle | 78640 | Waterleaf Subdivision | 29.969 | -97.8404 | Non-Lead - Copper | No | Between 1989 and 2014 |  | Non-Lead - Plastic | Between 1989 and 2014 |  | Non-Lead | No | No |  | Single Family Residence | No | No | No | Tier 5
15903033 | 111 | Splendor Cove | Kyle | 78640 | Waterleaf Subdivision/ 12006018 | 29.9691 | -97.8406 | Non-Lead - Copper | No | Between 1989 and 2014 |  | Non-Lead - Plastic | Between 1989 and 2014 |  | Non-Lead | No | No |  | Single Family Residence | No | No | No | Tier 5
15787790 | 120 | Splendor Cove | Kyle | 78640 | Waterleaf Subdivision | 29.9691 | -97.8404 | Non-Lead - Copper | No | Between 1989 and 2014 |  | Non-Lead - Plastic | Between 1989 and 2014 |  | Non-Lead | No | No |  | Single Family Residence | No | No | No | Tier 5
13325119 | 121 | Splendor Cove | Kyle | 78640 | Waterleaf Subdivision | 29.9691 | -97.8406 | Non-Lead - Copper | No | Between 1989 and 2014 |  | Non-Lead - Plastic | Between 1989 and 2014 |  | Non-Lead | No | No |  | Single Family Residence | No | No | No | Tier 5
15751082 | 130 | Splendor Cove | Kyle | 78640 | Waterleaf Subdivision | 29.9691 | -97.8404 | Non-Lead - Copper | No | Between 1989 and 2014 |  | Non-Lead - Plastic | Between 1989 and 2014 |  | Non-Lead | No | No |  | Single Family Residence | No | No | No | Tier 5
13354990 | 131 | Splendor Cove | Kyle | 78640 | Waterleaf Subdivision | 29.9691 | -97.8406 | Non-Lead - Copper | No | Between 1989 and 2014 |  | Non-Lead - Plastic | Between 1989 and 2014 |  | Non-Lead | No | No |  | Single Family Residence | No | No | No | Tier 5
16196267 | 111 | Japonica Court | Kyle | 78640 | Waterleaf Subdivision | 29.9683 | -97.8416 | Non-Lead - Copper | No | Between 1989 and 2014 |  | Non-Lead - Plastic | Between 1989 and 2014 |  | Non-Lead | No | No |  | Single Family Residence | No | No | No | Tier 5
16112562 | 121 | Japonica Court | Kyle | 78640 | Waterleaf Subdivision | 29.9684 | -97.8416 | Non-Lead - Copper | No | Between 1989 and 2014 |  | Non-Lead - Plastic | Between 1989 and 2014 |  | Non-Lead | No | No |  | Single Family Residence | No | No | No | Tier 5
16675483 | 131 | Japonica Court | Kyle | 78640 | Waterleaf Subdivision | 29.9689 | -97.8416 | Non-Lead - Copper | No | Between 1989 and 2014 |  | Non-Lead - Plastic | Between 1989 and 2014 |  | Non-Lead | No | No |  | Single Family Residence | No | No | No | Tier 5
13557301 | 141 | Japonica Court | Kyle | 78640 | Waterleaf Subdivision | 29.9685 | -97.8416 | Non-Lead - Copper | No | Between 1989 and 2014 |  | Non-Lead - Plastic | Between 1989 and 2014 |  | Non-Lead | No | No |  | Single Family Residence | No | No | No | Tier 5
9206246 | 150 | Japonica Court | Kyle | 78640 | Waterleaf Subdivision | 29.9685 | -97.8416 | Non-Lead - Copper | No | Between 1989 and 2014 |  | Non-Lead - Plastic | Between 1989 and 2014 |  | Non-Lead | No | No |  | Single Family Residence | No | No | No | Tier 5
10764804 | 151 | Japonica Court | Kyle | 78640 | Waterleaf Subdivision | 29.9685 | -97.8416 | Non-Lead - Copper | No | Between 1989 and 2014 |  | Non-Lead - Plastic | Between 1989 and 2014 |  | Non-Lead | No | No |  | Single Family Residence | No | No | No | Tier 5
1413319 | 160 | Japonica Court | Kyle | 78640 | Waterleaf Subdivision/ 13274505 | 29.9685 | -97.8416 | Non-Lead - Copper | No | Between 1989 and 2014 |  | Non-Lead - Plastic | Between 1989 and 2014 |  | Non-Lead | No | No |  | Single Family Residence | No | No | No | Tier 5
12758600 | 161 | Japonica Court | Kyle | 78640 | Waterleaf Subdivision | 29.9686 | -97.8416 | Non-Lead - Copper | No | Between 1989 and 2014 |  | Non-Lead - Plastic | Between 1989 and 2014 |  | Non-Lead | No | No |  | Single Family Residence | No | No | No | Tier 5
15757451 | 171 | Japonica Court | Kyle | 78640 | Waterleaf Subdivision | 29.9686 | -97.8416 | Non-Lead - Copper | No | Between 1989 and 2014 |  | Non-Lead - Plastic | Between 1989 and 2014 |  | Non-Lead | No | No |  | Single Family Residence | No | No | No | Tier 5
15789571 | 180 | Japonica Court | Kyle | 78640 | Waterleaf Subdivision | 29.9686 | -97.8416 | Non-Lead - Copper | No | Between 1989 and 2014 |  | Non-Lead - Plastic | Between 1989 and 2014 |  | Non-Lead | No | No |  | Single Family Residence | No | No | No | Tier 5
9247002 | 181 | Japonica Court | Kyle | 78640 | Waterleaf Subdivision | 29.9687 | -97.8416 | Non-Lead - Copper | No | Between 1989 and 2014 |  | Non-Lead - Plastic | Between 1989 and 2014 |  | Non-Lead | No | No |  | Single Family Residence | No | No | No | Tier 5
10127744 | 100 | Peach Tree Pass | Kyle | 78640 | Waterleaf Subdivision | 29.9679 | -97.8425 | Non-Lead - Plastic | No | Between 1989 and 2014 |  | Non-Lead - Plastic | Between 1989 and 2014 |  | Non-Lead | No | No |  | Single Family Residence | No | No | No | Tier 5
7975791 | 110 | Peach Tree Pass | Kyle | 78640 | Waterleaf Subdivision | 29.9677 | -97.8425 | Non-Lead - Plastic | No | Between 1989 and 2014 |  | Non-Lead - Plastic | Between 1989 and 2014 |  | Non-Lead | No | No |  | Single Family Residence | No | No | No | Tier 5
12693394 | 120 | Peach Tree Pass | Kyle | 78640 | Waterleaf Subdivision | 29.9676 | -97.8426 | Non-Lead - Plastic | No | Between 1989 and 2014 |  | Non-Lead - Plastic | Between 1989 and 2014 |  | Non-Lead | No | No |  | Single Family Residence | No | No | No | Tier 5
10980983 | 130 | Peach Tree Pass | Kyle | 78640 | Waterleaf Subdivision | 29.9674 | -97.8425 | Non-Lead - Plastic | No | Between 1989 and 2014 |  | Non-Lead - Plastic | Between 1989 and 2014 |  | Non-Lead | No | No |  | Single Family Residence | No | No | No | Tier 5
15784515 | 140 | Peach Tree Pass | Kyle | 78640 | Waterleaf Subdivision | 29.9672 | -97.8425 | Non-Lead - Plastic | No | Between 1989 and 2014 |  | Non-Lead - Plastic | Between 1989 and 2014 |  | Non-Lead | No | No |  | Single Family Residence | No | No | No | Tier 5
10938630 | 150 | Peach Tree Pass | Kyle | 78640 | Waterleaf Subdivision | 29.9671 | -97.8425 | Non-Lead - Plastic | No | Between 1989 and 2014 |  | Non-Lead - Plastic | Between 1989 and 2014 |  | Non-Lead | No | No |  | Single Family Residence | No | No | No | Tier 5
10735484 | 100 | Rudy Lane | Kyle | 78640 | Waterleaf Subdivision | 29.9673 | -97.8402 | Non-Lead - Plastic | No | Between 1989 and 2014 |  | Non-Lead - Plastic | Between 1989 and 2014 |  | Non-Lead | No | No |  | Single Family Residence | No | No | No | Tier 5
16256031 | 110 | Rudy Lane | Kyle | 78640 | Waterleaf Subdivision | 29.9673 | -97.8403 | Non-Lead - Plastic | No | Between 1989 and 2014 |  | Non-Lead - Plastic | Between 1989 and 2014 |  | Non-Lead | No | No |  | Single Family Residence | No | No | No | Tier 5
1414235 | 120 | Rudy Lane | Kyle | 78640 | Waterleaf Subdivision/ 11217826 | 29.9673 | -97.8404 | Non-Lead - Plastic | No | Between 1989 and 2014 |  | Non-Lead - Plastic | Between 1989 and 2014 |  | Non-Lead | No | No |  | Single Family Residence | No | No | No | Tier 5
12688001 | 125 | Rudy Lane | Kyle | 78640 | Waterleaf Subdivision | 29.9671 | -97.8405 | Non-Lead - Plastic | No | Between 1989 and 2014 |  | Non-Lead - Plastic | Between 1989 and 2014 |  | Non-Lead | No | No |  | Single Family Residence | No | No | No | Tier 5
12130211 | 130 | Rudy Lane | Kyle | 78640 | Waterleaf Subdivision | 29.9673 | -97.8405 | Non-Lead - Plastic | No | Between 1989 and 2014 |  | Non-Lead - Plastic | Between 1989 and 2014 |  | Non-Lead | No | No |  | Single Family Residence | No | No | No | Tier 5
12547234 | 135 | Rudy Lane | Kyle | 78640 | Waterleaf Subdivision | 29.9672 | -97.8406 | Non-Lead - Plastic | No | Between 1989 and 2014 |  | Non-Lead - Plastic | Between 1989 and 2014 |  | Non-Lead | No | No |  | Single Family Residence | No | No | No | Tier 5
1418518 | 140 | Rudy Lane | Kyle | 78640 | Waterleaf Subdivision/ 10241460 | 29.9673 | -97.8406 | Non-Lead - Plastic | No | Between 1989 and 2014 |  | Non-Lead - Plastic | Between 1989 and 2014 |  | Non-Lead | No | No |  | Single Family Residence | No | No | No | Tier 5
12685015 | 145 | Rudy Lane | Kyle | 78640 | Waterleaf Subdivision | 29.9672 | -97.8407 | Non-Lead - Plastic | No | Between 1989 and 2014 |  | Non-Lead - Plastic | After 2014 |  | Non-Lead | No | No |  | Single Family Residence | No | No | No | Tier 5
13417007 | 150 | Rudy Lane | Kyle | 78640 | Waterleaf Subdivision | 29.9673 | -97.8407 | Non-Lead - Plastic | No | Between 1989 and 2014 |  | Non-Lead - Plastic | Between 1989 and 2014 |  | Non-Lead | No | No |  | Single Family Residence | No | No | No | Tier 5
9761596 | 160 | Rudy Lane | Kyle | 78640 | Waterleaf Subdivision/ 10801596 | 29.9674 | -97.8408 | Non-Lead - Plastic | No | Between 1989 and 2014 |  | Non-Lead - Plastic | Between 1989 and 2014 |  | Non-Lead | No | No |  | Single Family Residence | No | No | No | Tier 5
12686307 | 161 | Rudy Lane | Kyle | 78640 | Waterleaf Subdivision | 29.9672 | -97.8408 | Non-Lead - Plastic | No | Between 1989 and 2014 |  | Non-Lead - Plastic | Between 1989 and 2014 |  | Non-Lead | No | No |  | Single Family Residence | No | No | No | Tier 5
16675477 | 170 | Rudy Lane | Kyle | 78640 | Waterleaf Subdivision | 29.9674 | -97.8409 | Non-Lead - Plastic | No | Between 1989 and 2014 |  | Non-Lead - Plastic | Between 1989 and 2014 |  | Non-Lead | No | No |  | Single Family Residence | No | No | No | Tier 5
1441022 | 171 | Rudy Lane | Kyle | 78640 | Waterleaf Subdivision/ 10756256 | 29.9672 | -97.8409 | Non-Lead - Plastic | No | Between 1989 and 2014 |  | Non-Lead - Plastic | Between 1989 and 2014 |  | Non-Lead | No | No |  | Single Family Residence | No | No | No | Tier 5
13138828 | 180 | Rudy Lane | Kyle | 78640 | Waterleaf Subdivision | 29.9674 | -97.841 | Non-Lead - Plastic | No | Between 1989 and 2014 |  | Non-Lead - Plastic | After 2014 |  | Non-Lead | No | No |  | Single Family Residence | No | No | No | Tier 5
13436137 | 181 | Rudy Lane | Kyle | 78640 | Waterleaf Subdivision | 29.9672 | -97.841 | Non-Lead - Plastic | No | Between 1989 and 2014 |  | Non-Lead - Plastic | Between 1989 and 2014 |  | Non-Lead | No | No |  | Single Family Residence | No | No | No | Tier 5
10721442 | 190 | Rudy Lane | Kyle | 78640 | Waterleaf Subdivision | 29.9674 | -97.8411 | Non-Lead - Plastic | No | Between 1989 and 2014 |  | Non-Lead - Plastic | Between 1989 and 2014 |  | Non-Lead | No | No |  | Single Family Residence | No | No | No | Tier 5
1437664 | 191 | Rudy Lane | Kyle | 78640 | Waterleaf Subdivision/ 16203959 | 29.9672 | -97.8411 | Non-Lead - Plastic | No | Between 1989 and 2014 |  | Non-Lead - Plastic | After 2014 |  | Non-Lead | No | No |  | Single Family Residence | No | No | No | Tier 5
13348344 | 200 | Rudy Lane | Kyle | 78640 | Waterleaf Subdivision | 29.9674 | -97.8412 | Non-Lead - Copper | No | Between 1989 and 2014 |  | Non-Lead - Plastic | Between 1989 and 2014 |  | Non-Lead | No | No |  | Single Family Residence | No | No | No | Tier 5
3879011 | 201 | Rudy Lane | Kyle | 78640 | Waterleaf Subdivision/ 7912384 | 29.9672 | -97.8412 | Non-Lead - Copper | No | Between 1989 and 2014 |  | Non-Lead - Plastic | Between 1989 and 2014 |  | Non-Lead | No | No |  | Single Family Residence | No | No | No | Tier 5
10558020 | 381 | Waterleaf Blvd | Kyle | 78640 | Waterleaf Subdivision | 29.9641 | -97.842 | Non-Lead - Copper | No | Between 1989 and 2014 |  | Non-Lead - Plastic | Between 1989 and 2014 |  | Non-Lead | No | No |  | Single Family Residence | No | No | No | Tier 5
15768176 | 391 | Waterleaf Blvd | Kyle | 78640 | Waterleaf Subdivision | 29.9641 | -97.842 | Non-Lead - Copper | No | Between 1989 and 2014 |  | Non-Lead - Plastic | Between 1989 and 2014 |  | Non-Lead | No | No |  | Single Family Residence | No | No | No | Tier 5
15783877 | 401 | Waterleaf Blvd | Kyle | 78640 | Waterleaf Subdivision | 29.9642 | -97.842 | Non-Lead - Copper | No | Between 1989 and 2014 |  | Non-Lead - Plastic | Between 1989 and 2014 |  | Non-Lead | No | No |  | Single Family Residence | No | No | No | Tier 5
9257569 | 411 | Waterleaf Blvd | Kyle | 78640 | Waterleaf Subdivision | 29.9644 | -97.8418 | Non-Lead - Copper | No | Between 1989 and 2014 |  | Non-Lead - Plastic | Between 1989 and 2014 |  | Non-Lead | No | No |  | Single Family Residence | No | No | No | Tier 5
859075 | 421 | Waterleaf Blvd | Kyle | 78640 | Waterleaf Subdivision | 29.9645 | -97.8417 | Non-Lead - Copper | No | Between 1989 and 2014 |  | Non-Lead - Plastic | Between 1989 and 2014 |  | Non-Lead | No | No |  | Single Family Residence | No | No | No | Tier 5
12665027 | 431 | Waterleaf Blvd | Kyle | 78640 | Waterleaf Subdivision | 29.9646 | -97.8416 | Non-Lead - Copper | No | Between 1989 and 2014 |  | Non-Lead - Plastic | Between 1989 and 2014 |  | Non-Lead | No | No |  | Single Family Residence | No | No | No | Tier 5
16231823 | 441 | Waterleaf Blvd | Kyle | 78640 | Waterleaf Subdivision | 29.9647 | -97.8415 | Non-Lead - Copper | No | Between 1989 and 2014 |  | Non-Lead - Plastic | Between 1989 and 2014 |  | Non-Lead | No | No |  | Single Family Residence | No | No | No | Tier 5
13467678 | 460 | Waterleaf Blvd | Kyle | 78640 | Waterleaf Subdivision | 29.9656 | -97.8407 | Non-Lead - Copper | No | Between 1989 and 2014 |  | Non-Lead - Plastic | Between 1989 and 2014 |  | Non-Lead | No | No |  | Single Family Residence | No | No | No | Tier 5
16200961 | 461 | Waterleaf Blvd | Kyle | 78640 | Waterleaf Subdivision | 29.9651 | -97.8413 | Non-Lead - Copper | No | Between 1989 and 2014 |  | Non-Lead - Plastic | Between 1989 and 2014 |  | Non-Lead | No | No |  | Single Family Residence | No | No | No | Tier 5
16259557 | 470 | Waterleaf Blvd | Kyle | 78640 | Waterleaf Subdivision | 29.9658 | -97.8406 | Non-Lead - Copper | No | Between 1989 and 2014 |  | Non-Lead - Plastic | Between 1989 and 2014 |  | Non-Lead | No | No |  | Single Family Residence | No | No | No | Tier 5
16243599 | 471 | Waterleaf Blvd | Kyle | 78640 | Waterleaf Subdivision | 29.9653 | -97.8411 | Non-Lead - Copper | No | Between 1989 and 2014 |  | Non-Lead - Plastic | Between 1989 and 2014 |  | Non-Lead | No | No |  | Single Family Residence | No | No | No | Tier 5
862986 | 480 | Waterleaf Blvd | Kyle | 78640 | Waterleaf Subdivision | 29.9659 | -97.8406 | Non-Lead - Copper | No | Between 1989 and 2014 |  | Non-Lead - Plastic | Between 1989 and 2014 |  | Non-Lead | No | No |  | Single Family Residence | No | No | No | Tier 5
10756330 | 531 | Waterleaf Blvd | Kyle | 78640 | Waterleaf Subdivision | 29.9666 | -97.8404 | Non-Lead - Copper | No | Between 1989 and 2014 |  | Non-Lead - Plastic | Between 1989 and 2014 |  | Non-Lead | No | No |  | Single Family Residence | No | No | No | Tier 5
13266933 | 541 | Waterleaf Blvd | Kyle | 78640 | Waterleaf Subdivision | 29.9666 | -97.8404 | Non-Lead - Copper | No | Between 1989 and 2014 |  | Non-Lead - Plastic | Between 1989 and 2014 |  | Non-Lead | No | No |  | Single Family Residence | No | No | No | Tier 5
12658234 | 550 | Waterleaf Blvd | Kyle | 78640 | Waterleaf Subdivision | 29.9667 | -97.8401 | Non-Lead - Copper | No | Between 1989 and 2014 |  | Non-Lead - Plastic | Between 1989 and 2014 |  | Non-Lead | No | No |  | Single Family Residence | No | No | No | Tier 5
10126950 | 560 | Waterleaf Blvd | Kyle | 78640 | Waterleaf Subdivision | 29.9668 | -97.8401 | Non-Lead - Copper | No | Between 1989 and 2014 |  | Non-Lead - Plastic | Between 1989 and 2014 |  | Non-Lead | No | No |  | Single Family Residence | No | No | No | Tier 5
9268262 | 561 | Waterleaf Blvd | Kyle | 78640 | Waterleaf Subdivision | 29.9668 | -97.8403 | Non-Lead - Copper | No | Between 1989 and 2014 |  | Non-Lead - Plastic | Between 1989 and 2014 |  | Non-Lead | No | No |  | Single Family Residence | No | No | No | Tier 5
10237043 | 570 | Waterleaf Blvd | Kyle | 78640 | Waterleaf Subdivision | 29.9669 | -97.8401 | Non-Lead - Copper | No | Between 1989 and 2014 |  | Non-Lead - Plastic | Between 1989 and 2014 |  | Non-Lead | No | No |  | Single Family Residence | No | No | No | Tier 5
13368028 | 571 | Waterleaf Blvd | Kyle | 78640 | Waterleaf Subdivision | 29.9669 | -97.8403 | Non-Lead - Copper | No | Between 1989 and 2014 |  | Non-Lead - Plastic | Between 1989 and 2014 |  | Non-Lead | No | No |  | Single Family Residence | No | No | No | Tier 5
15787739 | 580 | Waterleaf Blvd | Kyle | 78640 | Waterleaf Subdivision | 29.967 | -97.84 | Non-Lead - Copper | No | Between 1989 and 2014 |  | Non-Lead - Plastic | Between 1989 and 2014 |  | Non-Lead | No | No |  | Single Family Residence | No | No | No | Tier 5
10969782 | 590 | Waterleaf Blvd | Kyle | 78640 | Waterleaf Subdivision | 29.9673 | -97.84 | Non-Lead - Copper | No | Between 1989 and 2014 |  | Non-Lead - Plastic | Between 1989 and 2014 |  | Non-Lead | No | No |  | Single Family Residence | No | No | No | Tier 5
12085538 | 600 | Waterleaf Blvd | Kyle | 78640 | Waterleaf Subdivision | 29.9674 | -97.84 | Non-Lead - Copper | No | Between 1989 and 2014 |  | Non-Lead - Plastic | Between 1989 and 2014 |  | Non-Lead | No | No |  | Single Family Residence | No | No | No | Tier 5
4814512 | 610 | Waterleaf Blvd | Kyle | 78640 | Waterleaf Subdivision | 29.9674 | -97.84 | Non-Lead - Copper | No | Between 1989 and 2014 |  | Non-Lead - Plastic | Between 1989 and 2014 |  | Non-Lead | No | No |  | Single Family Residence | No | No | No | Tier 5
16695757 | 620 | Waterleaf Blvd | Kyle | 78640 | Waterleaf Subdivision | 29.9675 | -97.84 | Non-Lead - Copper | No | Between 1989 and 2014 |  | Non-Lead - Plastic | Between 1989 and 2014 |  | Non-Lead | No | No |  | Single Family Residence | No | No | No | Tier 5
10279870 | 101 | Apricot Drive | Kyle | 78640 | Waterleaf Subdivision | 29.9624 | -97.8459 | Non-Lead - Plastic | No | Between 1989 and 2014 |  | Non-Lead - Plastic | Between 1989 and 2014 |  | Non-Lead | No | No |  | Single Family Residence | No | No | No | Tier 5
10101300 | 113 | Apricot Drive | Kyle | 78640 | Waterleaf Subdivision | 29.9625 | -97.8458 | Non-Lead - Plastic | No | Between 1989 and 2014 |  | Non-Lead - Plastic | Between 1989 and 2014 |  | Non-Lead | No | No |  | Single Family Residence | No | No | No | Tier 5
10210470 | 125 | Apricot Drive | Kyle | 78640 | Waterleaf Subdivision | 29.9626 | -97.8457 | Non-Lead - Plastic | No | Between 1989 and 2014 |  | Non-Lead - Plastic | Between 1989 and 2014 |  | Non-Lead | No | No |  | Single Family Residence | No | No | No | Tier 5
10206275 | 137 | Apricot Drive | Kyle | 78640 | Waterleaf Subdivision | 29.9627 | -97.8456 | Non-Lead - Plastic | No | Between 1989 and 2014 |  | Non-Lead - Plastic | Between 1989 and 2014 |  | Non-Lead | No | No |  | Single Family Residence | No | No | No | Tier 5
10300788 | 149 | Apricot Drive | Kyle | 78640 | Waterleaf Subdivision | 29.963 | -97.8453 | Non-Lead - Plastic | No | Between 1989 and 2014 |  | Non-Lead - Plastic | Between 1989 and 2014 |  | Non-Lead | No | No |  | Single Family Residence | No | No | No | Tier 5
9756072 | 160 | Apricot Drive | Kyle | 78640 | Waterleaf Subdivision/ 10431372 | 29.9629 | -97.8452 | Non-Lead - Plastic | No | Between 1989 and 2014 |  | Non-Lead - Plastic | Between 1989 and 2014 |  | Non-Lead | No | No |  | Single Family Residence | No | No | No | Tier 5
10274728 | 161 | Apricot Drive | Kyle | 78640 | Waterleaf Subdivision | 29.9632 | -97.8452 | Non-Lead - Plastic | No | Between 1989 and 2014 |  | Non-Lead - Plastic | Between 1989 and 2014 |  | Non-Lead | No | No |  | Single Family Residence | No | No | No | Tier 5
10124504 | 172 | Apricot Drive | Kyle | 78640 | Waterleaf Subdivision | 29.9631 | -97.845 | Non-Lead - Plastic | No | Between 1989 and 2014 |  | Non-Lead - Plastic | Between 1989 and 2014 |  | Non-Lead | No | No |  | Single Family Residence | No | No | No | Tier 5
10125038 | 173 | Apricot Drive | Kyle | 78640 | Waterleaf Subdivision | 29.9633 | -97.8451 | Non-Lead - Plastic | No | Between 1989 and 2014 |  | Non-Lead - Plastic | Between 1989 and 2014 |  | Non-Lead | No | No |  | Single Family Residence | No | No | No | Tier 5
10090540 | 184 | Apricot Drive | Kyle | 78640 | Waterleaf Subdivision | 29.9633 | -97.8448 | Non-Lead - Plastic | No | Between 1989 and 2014 |  | Non-Lead - Plastic | Between 1989 and 2014 |  | Non-Lead | No | No |  | Single Family Residence | No | No | No | Tier 5
10290379 | 185 | Apricot Drive | Kyle | 78640 | Waterleaf Subdivision | 29.9634 | -97.845 | Non-Lead - Plastic | No | Between 1989 and 2014 |  | Non-Lead - Plastic | Between 1989 and 2014 |  | Non-Lead | No | No |  | Single Family Residence | No | No | No | Tier 5
1508830 | 196 | Apricot Drive | Kyle | 78640 | Waterleaf Subdivision/ 10016170 | 29.9635 | -97.8447 | Non-Lead - Plastic | No | Between 1989 and 2014 |  | Non-Lead - Plastic | Between 1989 and 2014 |  | Non-Lead | No | No |  | Single Family Residence | No | No | No | Tier 5
10380779 | 197 | Apricot Drive | Kyle | 78640 | Waterleaf Subdivision | 29.9636 | -97.8449 | Non-Lead - Plastic | No | Between 1989 and 2014 |  | Non-Lead - Plastic | Between 1989 and 2014 |  | Non-Lead | No | No |  | Single Family Residence | No | No | No | Tier 5
10100613 | 200 | Apricot Drive | Kyle | 78640 | Waterleaf Subdivision | 29.9635 | -97.8446 | Non-Lead - Plastic | No | Between 1989 and 2014 |  | Non-Lead - Plastic | Between 1989 and 2014 |  | Non-Lead | No | No |  | Single Family Residence | No | No | No | Tier 5
10325258 | 201 | Apricot Drive | Kyle | 78640 | Waterleaf Subdivision | 29.9636 | -97.8448 | Non-Lead - Plastic | No | Between 1989 and 2014 |  | Non-Lead - Plastic | Between 1989 and 2014 |  | Non-Lead | No | No |  | Single Family Residence | No | No | No | Tier 5
10204334 | 211 | Apricot Drive | Kyle | 78640 | Waterleaf Subdivision | 29.9637 | -97.8447 | Non-Lead - Plastic | No | Between 1989 and 2014 |  | Non-Lead - Plastic | Between 1989 and 2014 |  | Non-Lead | No | No |  | Single Family Residence | No | No | No | Tier 5
10447115 | 212 | Apricot Drive | Kyle | 78640 | Waterleaf Subdivision | 29.9637 | -97.8445 | Non-Lead - Plastic | No | Between 1989 and 2014 |  | Non-Lead - Plastic | Between 1989 and 2014 |  | Non-Lead | No | No |  | Single Family Residence | No | No | No | Tier 5
10251559 | 221 | Apricot Drive | Kyle | 78640 | Waterleaf Subdivision | 29.9638 | -97.8446 | Non-Lead - Plastic | No | Between 1989 and 2014 |  | Non-Lead - Plastic | Between 1989 and 2014 |  | Non-Lead | No | No |  | Single Family Residence | No | No | No | Tier 5
10272270 | 231 | Apricot Drive | Kyle | 78640 | Waterleaf Subdivision | 29.9641 | -97.8444 | Non-Lead - Plastic | No | Between 1989 and 2014 |  | Non-Lead - Plastic | Between 1989 and 2014 |  | Non-Lead | No | No |  | Single Family Residence | No | No | No | Tier 5
10124513 | 234 | Apricot Drive | Kyle | 78640 | Waterleaf Subdivision | 29.9641 | -97.8442 | Non-Lead - Plastic | No | Between 1989 and 2014 |  | Non-Lead - Plastic | Between 1989 and 2014 |  | Non-Lead | No | No |  | Single Family Residence | No | No | No | Tier 5
12079932 | 241 | Apricot Drive | Kyle | 78640 | Waterleaf Subdivision | 29.9642 | -97.8443 | Non-Lead - Plastic | No | Between 1989 and 2014 |  | Non-Lead - Plastic | Between 1989 and 2014 |  | Non-Lead | No | No |  | Single Family Residence | No | No | No | Tier 5
10656837 | 246 | Apricot Drive | Kyle | 78640 | Waterleaf Subdivision | 29.9642 | 29.9642 | Non-Lead - Plastic | No | Between 1989 and 2014 |  | Non-Lead - Plastic | Between 1989 and 2014 |  | Non-Lead | No | No |  | Single Family Residence | No | No | No | Tier 5
7974722 | 251 | Apricot Drive | Kyle | 78640 | Waterleaf Subdivision | 29.9643 | -97.8442 | Non-Lead - Plastic | No | Between 1989 and 2014 |  | Non-Lead - Plastic | Between 1989 and 2014 |  | Non-Lead | No | No |  | Single Family Residence | No | No | No | Tier 5
10199936 | 258 | Apricot Drive | Kyle | 78640 | Waterleaf Subdivision | 29.9643 | -97.844 | Non-Lead - Plastic | No | Between 1989 and 2014 |  | Non-Lead - Plastic | Between 1989 and 2014 |  | Non-Lead | No | No |  | Single Family Residence | No | No | No | Tier 5
10703718 | 263 | Apricot Drive | Kyle | 78640 | Waterleaf Subdivision | 29.9644 | -97.8441 | Non-Lead - Plastic | No | Between 1989 and 2014 |  | Non-Lead - Plastic | Between 1989 and 2014 |  | Non-Lead | No | No |  | Single Family Residence | No | No | No | Tier 5
12740989 | 270 | Apricot Drive | Kyle | 78640 | Waterleaf Subdivision | 29.9644 | -97.8439 | Non-Lead - Plastic | No | Between 1989 and 2014 |  | Non-Lead - Plastic | Between 1989 and 2014 |  | Non-Lead | No | No |  | Single Family Residence | No | No | No | Tier 5
9402567 | 275 | Apricot Drive | Kyle | 78640 | Waterleaf Subdivision | 29.9645 | -97.844 | Non-Lead - Plastic | No | Between 1989 and 2014 |  | Non-Lead - Plastic | Between 1989 and 2014 |  | Non-Lead | No | No |  | Single Family Residence | No | No | No | Tier 5
15789238 | 280 | Apricot Drive | Kyle | 78640 | Waterleaf Subdivision | 29.9645 | -97.8438 | Non-Lead - Plastic | No | Between 1989 and 2014 |  | Non-Lead - Plastic | Between 1989 and 2014 |  | Non-Lead | No | No |  | Single Family Residence | No | No | No | Tier 5
10245833 | 281 | Apricot Drive | Kyle | 78640 | Waterleaf Subdivision | 29.9646 | -97.844 | Non-Lead - Plastic | No | Between 1989 and 2014 |  | Non-Lead - Plastic | Between 1989 and 2014 |  | Non-Lead | No | No |  | Single Family Residence | No | No | No | Tier 5
13171805 | 300 | Apricot Drive | Kyle | 78640 | Waterleaf Subdivision | 29.9647 | -97.8435 | Non-Lead - Plastic | No | Between 1989 and 2014 |  | Non-Lead - Plastic | Between 1989 and 2014 |  | Non-Lead | No | No |  | Single Family Residence | No | No | No | Tier 5
16102416 | 301 | Apricot Drive | Kyle | 78640 | Waterleaf Subdivision | 29.9649 | -97.8436 | Non-Lead - Plastic | No | Between 1989 and 2014 |  | Non-Lead - Plastic | Between 1989 and 2014 |  | Non-Lead | No | No |  | Single Family Residence | No | No | No | Tier 5
9393950 | 310 | Apricot Drive | Kyle | 78640 | Waterleaf Subdivision | 29.9648 | -97.8433 | Non-Lead - Plastic | No | Between 1989 and 2014 |  | Non-Lead - Plastic | Between 1989 and 2014 |  | Non-Lead | No | No |  | Single Family Residence | No | No | No | Tier 5
13386896 | 311 | Apricot Drive | Kyle | 78640 | Waterleaf Subdivision | 29.9649 | -97.8434 | Non-Lead - Plastic | No | Between 1989 and 2014 |  | Non-Lead - Plastic | Between 1989 and 2014 |  | Non-Lead | No | No |  | Single Family Residence | No | No | No | Tier 5
10729973 | 320 | Apricot Drive | Kyle | 78640 | Waterleaf Subdivision | 29.9649 | -97.8432 | Non-Lead - Plastic | No | Between 1989 and 2014 |  | Non-Lead - Plastic | Between 1989 and 2014 |  | Non-Lead | No | No |  | Single Family Residence | No | No | No | Tier 5
10265092 | 321 | Apricot Drive | Kyle | 78640 | Waterleaf Subdivision | 29.965 | -97.8432 | Non-Lead - Plastic | No | Between 1989 and 2014 |  | Non-Lead - Plastic | Between 1989 and 2014 |  | Non-Lead | No | No |  | Single Family Residence | No | No | No | Tier 5
16380574 | 331 | Apricot Drive | Kyle | 78640 | Waterleaf Subdivision | 29.9651 | -97.8431 | Non-Lead - Plastic | No | Between 1989 and 2014 |  | Non-Lead - Plastic | Between 1989 and 2014 |  | Non-Lead | No | No |  | Single Family Residence | No | No | No | Tier 5
16393218 | 340 | Apricot Drive | Kyle | 78640 | Waterleaf Subdivision | 29.965 | -97.8429 | Non-Lead - Plastic | No | Between 1989 and 2014 |  | Non-Lead - Plastic | Between 1989 and 2014 |  | Non-Lead | No | No |  | Single Family Residence | No | No | No | Tier 5
1508838 | 345 | Apricot Drive | Kyle | 78640 | Waterleaf Subdivision/ 10301164 | 29.9652 | -97.8429 | Non-Lead - Plastic | No | Between 1989 and 2014 |  | Non-Lead - Plastic | Between 1989 and 2014 |  | Non-Lead | No | No |  | Single Family Residence | No | No | No | Tier 5
5363557 | 355 | Apricot Drive | Kyle | 78640 | Waterleaf Subdivision | 29.9652 | -97.8427 | Non-Lead - Plastic | No | Between 1989 and 2014 |  | Non-Lead - Plastic | Between 1989 and 2014 |  | Non-Lead | No | No |  | Single Family Residence | No | No | No | Tier 5
15858361 | 361 | Apricot Drive | Kyle | 78640 | Waterleaf Subdivision | 29.9653 | -97.8424 | Non-Lead - Plastic | No | Between 1989 and 2014 |  | Non-Lead - Plastic | Between 1989 and 2014 |  | Non-Lead | No | No |  | Single Family Residence | No | No | No | Tier 5
16102951 | 375 | Apricot Drive | Kyle | 78640 | Waterleaf Subdivision | 29.9654 | -97.8423 | Non-Lead - Plastic | No | Between 1989 and 2014 |  | Non-Lead - Plastic | Between 1989 and 2014 |  | Non-Lead | No | No |  | Single Family Residence | No | No | No | Tier 5
1430067 | 380 | Apricot Drive | Kyle | 78640 | Waterleaf Subdivision/ 4952744 | 29.9652 | -97.842 | Non-Lead - Plastic | No | Between 1989 and 2014 |  | Non-Lead - Plastic | Between 1989 and 2014 |  | Non-Lead | No | No |  | Single Family Residence | No | No | No | Tier 5
13349165 | 385 | Apricot Drive | Kyle | 78640 | Waterleaf Subdivision | 29.9615 | -97.8412 | Non-Lead - Plastic | No | Between 1989 and 2014 |  | Non-Lead - Plastic | Between 1989 and 2014 |  | Non-Lead | No | No |  | Single Family Residence | No | No | No | Tier 5
10154304 | 395 | Apricot Drive | Kyle | 78640 | Waterleaf Subdivision | 29.9654 | -97.8421 | Non-Lead - Plastic | No | Between 1989 and 2014 |  | Non-Lead - Plastic | Between 1989 and 2014 |  | Non-Lead | No | No |  | Single Family Residence | No | No | No | Tier 5
12088821 | 400 | Apricot Drive | Kyle | 78640 | Waterleaf Subdivision | 29.9651 | -97.8417 | Non-Lead - Plastic | No | Between 1989 and 2014 |  | Non-Lead - Plastic | Between 1989 and 2014 |  | Non-Lead | No | No |  | Single Family Residence | No | No | No | Tier 5
16088786 | 401 | Apricot Drive | Kyle | 78640 | Waterleaf Subdivision | 29.9654 | -97.8421 | Non-Lead - Plastic | No | Between 1989 and 2014 |  | Non-Lead - Plastic | Between 1989 and 2014 |  | Non-Lead | No | No |  | Single Family Residence | No | No | No | Tier 5
16261176 | 405 | Apricot Drive | Kyle | 78640 | Waterleaf Subdivision | 29.9654 | -97.842 | Non-Lead - Plastic | No | Between 1989 and 2014 |  | Non-Lead - Plastic | Between 1989 and 2014 |  | Non-Lead | No | No |  | Single Family Residence | No | No | No | Tier 5
12755316 | 450 | Apricot Drive | Kyle | 78640 | Waterleaf Subdivision | 29.9647 | -97.841 | Non-Lead - Plastic | No | Between 1989 and 2014 |  | Non-Lead - Plastic | Between 1989 and 2014 |  | Non-Lead | No | No |  | Single Family Residence | No | No | No | Tier 5
16589472 | 460 | Apricot Drive | Kyle | 78640 | Waterleaf Subdivision | 29.9646 | -97.8409 | Non-Lead - Plastic | No | Between 1989 and 2014 |  | Non-Lead - Plastic | Between 1989 and 2014 |  | Non-Lead | No | No |  | Single Family Residence | No | No | No | Tier 5
16113391 | 476 | Apricot Drive | Kyle | 78640 | Waterleaf Subdivision | 29.9645 | -97.8408 | Non-Lead - Plastic | No | Between 1989 and 2014 |  | Non-Lead - Plastic | Between 1989 and 2014 |  | Non-Lead | No | No |  | Single Family Residence | No | No | No | Tier 5
810690 | 490 | Apricot Drive | Kyle | 78640 | Waterleaf Subdivision | 29.9645 | -97.8407 | Non-Lead - Plastic | No | Between 1989 and 2014 |  | Non-Lead - Plastic | Between 1989 and 2014 |  | Non-Lead | No | No |  | Single Family Residence | No | No | No | Tier 5
15787328 | 502 | Apricot Drive | Kyle | 78640 | Waterleaf Subdivision | 29.9643 | -97.8404 | Non-Lead - Plastic | No | Between 1989 and 2014 |  | Non-Lead - Plastic | Between 1989 and 2014 |  | Non-Lead | No | No |  | Single Family Residence | No | No | No | Tier 5
12668776 | 509 | Apricot Drive | Kyle | 78640 | Waterleaf Subdivision | 29.9643 | -97.8402 | Non-Lead - Plastic | No | Between 1989 and 2014 |  | Non-Lead - Plastic | Between 1989 and 2014 |  | Non-Lead | No | No |  | Single Family Residence | No | No | No | Tier 5
16239577 | 512 | Apricot Drive | Kyle | 78640 | Waterleaf Subdivision | 29.9641 | -97.8402 | Non-Lead - Plastic | No | Between 1989 and 2014 |  | Non-Lead - Plastic | Between 1989 and 2014 |  | Non-Lead | No | No |  | Single Family Residence | No | No | No | Tier 5
832151 | 523 | Apricot Drive | Kyle | 78640 | Waterleaf Subdivision | 29.9642 | -97.8401 | Non-Lead - Plastic | No | Between 1989 and 2014 |  | Non-Lead - Plastic | Between 1989 and 2014 |  | Non-Lead | No | No |  | Single Family Residence | No | No | No | Tier 5
16113691 | 524 | Apricot Drive | Kyle | 78640 | Waterleaf Subdivision | 29.9639 | -97.84 | Non-Lead - Plastic | No | Between 1989 and 2014 |  | Non-Lead - Plastic | Between 1989 and 2014 |  | Non-Lead | No | No |  | Single Family Residence | No | No | No | Tier 5
16389579 | 534 | Apricot Drive | Kyle | 78640 | Waterleaf Subdivision | 29.9638 | -97.8398 | Non-Lead - Plastic | No | Between 1989 and 2014 |  | Non-Lead - Plastic | Between 1989 and 2014 |  | Non-Lead | No | No |  | Single Family Residence | No | No | No | Tier 5
12758126 | 535 | Apricot Drive | Kyle | 78640 | Waterleaf Subdivision | 29.9641 | -97.84 | Non-Lead - Plastic | No | Between 1989 and 2014 |  | Non-Lead - Plastic | Between 1989 and 2014 |  | Non-Lead | No | No |  | Single Family Residence | No | No | No | Tier 5
13353862 | 544 | Apricot Drive | Kyle | 78640 | Waterleaf Subdivision | 29.9636 | -97.8397 | Non-Lead - Plastic | No | Between 1989 and 2014 |  | Non-Lead - Plastic | Between 1989 and 2014 |  | Non-Lead | No | No |  | Single Family Residence | No | No | No | Tier 5
12344245 | 547 | Apricot Drive | Kyle | 78640 | Waterleaf Subdivision | 29.964 | -97.8398 | Non-Lead - Plastic | No | Between 1989 and 2014 |  | Non-Lead - Plastic | Between 1989 and 2014 |  | Non-Lead | No | No |  | Single Family Residence | No | No | No | Tier 5
9459086 | 554 | Apricot Drive | Kyle | 78640 | Waterleaf Subdivision | 29.9635 | -97.8395 | Non-Lead - Plastic | No | Between 1989 and 2014 |  | Non-Lead - Plastic | Between 1989 and 2014 |  | Non-Lead | No | No |  | Single Family Residence | No | No | No | Tier 5
15764753 | 559 | Apricot Drive | Kyle | 78640 | Waterleaf Subdivision | 29.9638 | -97.8397 | Non-Lead - Plastic | No | Between 1989 and 2014 |  | Non-Lead - Plastic | Between 1989 and 2014 |  | Non-Lead | No | No |  | Single Family Residence | No | No | No | Tier 5
10257627 | 564 | Apricot Drive | Kyle | 78640 | Waterleaf Subdivision | 29.9633 | -97.8393 | Non-Lead - Plastic | No | Between 1989 and 2014 |  | Non-Lead - Plastic | Between 1989 and 2014 |  | Non-Lead | No | No |  | Single Family Residence | No | No | No | Tier 5
7974444 | 569 | Apricot Drive | Kyle | 78640 | Waterleaf Subdivision | 29.9637 | -97.8396 | Non-Lead - Plastic | No | Between 1989 and 2014 |  | Non-Lead - Plastic | Between 1989 and 2014 |  | Non-Lead | No | No |  | Single Family Residence | No | No | No | Tier 5
16113944 | 576 | Apricot Drive | Kyle | 78640 | Waterleaf Subdivision | 29.9632 | -97.8394 | Non-Lead - Plastic | No | Between 1989 and 2014 |  | Non-Lead - Plastic | Between 1989 and 2014 |  | Non-Lead | No | No |  | Single Family Residence | No | No | No | Tier 5
15789262 | 581 | Apricot Drive | Kyle | 78640 | Waterleaf Subdivision | 29.9636 | -97.8395 | Non-Lead - Plastic | No | Between 1989 and 2014 |  | Non-Lead - Plastic | Between 1989 and 2014 |  | Non-Lead | No | No |  | Single Family Residence | No | No | No | Tier 5
12756952 | 586 | Apricot Drive | Kyle | 78640 | Waterleaf Subdivision | 29.963 | -97.8396 | Non-Lead - Plastic | No | Between 1989 and 2014 |  | Non-Lead - Plastic | Between 1989 and 2014 |  | Non-Lead | No | No |  | Single Family Residence | No | No | No | Tier 5
16422069 | 593 | Apricot Drive | Kyle | 78640 | Waterleaf Subdivision | 29.9635 | -97.8393 | Non-Lead - Plastic | No | Between 1989 and 2014 |  | Non-Lead - Plastic | Between 1989 and 2014 |  | Non-Lead | No | No |  | Single Family Residence | No | No | No | Tier 5
13340426 | 596 | Apricot Drive | Kyle | 78640 | Waterleaf Subdivision | 29.9629 | -97.8398 | Non-Lead - Plastic | No | Between 1989 and 2014 |  | Non-Lead - Plastic | Between 1989 and 2014 |  | Non-Lead | No | No |  | Single Family Residence | No | No | No | Tier 5
9533319 | 605 | Apricot Drive | Kyle | 78640 | Waterleaf Subdivision | 29.9634 | -97.8392 | Non-Lead - Plastic | No | Between 1989 and 2014 |  | Non-Lead - Plastic | Between 1989 and 2014 |  | Non-Lead | No | No |  | Single Family Residence | No | No | No | Tier 5
9533292 | 609 | Apricot Drive | Kyle | 78640 | Waterleaf Subdivision | 29.9633 | -97.8391 | Non-Lead - Plastic | No | Between 1989 and 2014 |  | Non-Lead - Plastic | Between 1989 and 2014 |  | Non-Lead | No | No |  | Single Family Residence | No | No | No | Tier 5
9395854 | 613 | Apricot Drive | Kyle | 78640 | Waterleaf Subdivision | 29.9633 | 97.8391 | Non-Lead - Plastic | No | Between 1989 and 2014 |  | Non-Lead - Plastic | Between 1989 and 2014 |  | Non-Lead | No | No |  | Single Family Residence | No | No | No | Tier 5
9552380 | 621 | Apricot Drive | Kyle | 78640 | Waterleaf Subdivision | 29.9632 | -97.8392 | Non-Lead - Plastic | No | Between 1989 and 2014 |  | Non-Lead - Plastic | Between 1989 and 2014 |  | Non-Lead | No | No |  | Single Family Residence | No | No | No | Tier 5
16233079 | 633 | Apricot Drive | Kyle | 78640 | Waterleaf Subdivision | 29.9631 | -97.8393 | Non-Lead - Plastic | No | Between 1989 and 2014 |  | Non-Lead - Plastic | Between 1989 and 2014 |  | Non-Lead | No | No |  | Single Family Residence | No | No | No | Tier 5
13542904 | 645 | Apricot Drive | Kyle | 78640 | Waterleaf Subdivision | 29.963 | -97.8394 | Non-Lead - Plastic | No | Between 1989 and 2014 |  | Non-Lead - Plastic | Between 1989 and 2014 |  | Non-Lead | No | No |  | Single Family Residence | No | No | No | Tier 5
9546200 | 657 | Apricot Drive | Kyle | 78640 | Waterleaf Subdivision | 29.9628 | -97.8395 | Non-Lead - Plastic | No | Between 1989 and 2014 |  | Non-Lead - Plastic | Between 1989 and 2014 |  | Non-Lead | No | No |  | Single Family Residence | No | No | No | Tier 5
12867292 | 667 | Apricot Drive | Kyle | 78640 | Waterleaf Subdivision | 29.9627 | -97.8397 | Non-Lead - Plastic | No | Between 1989 and 2014 |  | Non-Lead - Plastic | Between 1989 and 2014 |  | Non-Lead | No | No |  | Single Family Residence | No | No | No | Tier 5
13385917 | 678 | Apricot Drive | Kyle | 78640 | Waterleaf Subdivision | 29.9622 | -97.8405 | Non-Lead - Plastic | No | Between 1989 and 2014 |  | Non-Lead - Plastic | Between 1989 and 2014 |  | Non-Lead | No | No |  | Single Family Residence | No | No | No | Tier 5
10764809 | 679 | Apricot Drive | Kyle | 78640 | Waterleaf Subdivision | 29.9625 | -97.84 | Non-Lead - Plastic | No | Between 1989 and 2014 |  | Non-Lead - Plastic | Between 1989 and 2014 |  | Non-Lead | No | No |  | Single Family Residence | No | No | No | Tier 5
16709445 | 688 | Apricot Drive | Kyle | 78640 | Waterleaf Subdivision | 29.9622 | -97.8406 | Non-Lead - Plastic | No | Between 1989 and 2014 |  | Non-Lead - Plastic | Between 1989 and 2014 |  | Non-Lead | No | No |  | Single Family Residence | No | No | No | Tier 5
13384354 | 689 | Apricot Drive | Kyle | 78640 | Waterleaf Subdivision | 29.9624 | -97.8401 | Non-Lead - Plastic | No | Between 1989 and 2014 |  | Non-Lead - Plastic | Between 1989 and 2014 |  | Non-Lead | No | No |  | Single Family Residence | No | No | No | Tier 5
16588563 | 701 | Apricot Drive | Kyle | 78640 | Waterleaf Subdivision | 29.9623 | -97.8402 | Non-Lead - Plastic | No | Between 1989 and 2014 |  | Non-Lead - Plastic | Between 1989 and 2014 |  | Non-Lead | No | No |  | Single Family Residence | No | No | No | Tier 5
16709832 | 702 | Apricot Drive | Kyle | 78640 | Waterleaf Subdivision | 29.9621 | -97.8406 | Non-Lead - Plastic | No | Between 1989 and 2014 |  | Non-Lead - Plastic | Between 1989 and 2014 |  | Non-Lead | No | No |  | Single Family Residence | No | No | No | Tier 5
9466121 | 712 | Apricot Drive | Kyle | 78640 | Waterleaf Subdivision | 29.962 | -97.8407 | Non-Lead - Plastic | No | Between 1989 and 2014 |  | Non-Lead - Plastic | After 2014 |  | Non-Lead | No | No |  | Single Family Residence | No | No | No | Tier 5
16242654 | 713 | Apricot Drive | Kyle | 78640 | Waterleaf Subdivision | 29.9621 | -97.8403 | Non-Lead - Plastic | No | Between 1989 and 2014 |  | Non-Lead - Plastic | Between 1989 and 2014 |  | Non-Lead | No | No |  | Single Family Residence | No | No | No | Tier 5
15912176 | 724 | Apricot Drive | Kyle | 78640 | Waterleaf Subdivision | 29.962 | -97.8408 | Non-Lead - Plastic | No | Between 1989 and 2014 |  | Non-Lead - Plastic | Between 1989 and 2014 |  | Non-Lead | No | No |  | Single Family Residence | No | No | No | Tier 5
16231440 | 725 | Apricot Drive | Kyle | 78640 | Waterleaf Subdivision | 29.962 | -97.8404 | Non-Lead - Plastic | No | Between 1989 and 2014 |  | Non-Lead - Plastic | Between 1989 and 2014 |  | Non-Lead | No | No |  | Single Family Residence | No | No | No | Tier 5
13164090 | 735 | Apricot Drive | Kyle | 78640 | Waterleaf Subdivision | 29.9619 | -97.8405 | Non-Lead - Plastic | No | Between 1989 and 2014 |  | Non-Lead - Plastic | Between 1989 and 2014 |  | Non-Lead | No | No |  | Single Family Residence | No | No | No | Tier 5
12920197 | 736 | Apricot Drive | Kyle | 78640 | Waterleaf Subdivision | 29.9619 | -97.8409 | Non-Lead - Plastic | No | Between 1989 and 2014 |  | Non-Lead - Plastic | Between 1989 and 2014 |  | Non-Lead | No | No |  | Single Family Residence | No | No | No | Tier 5
15900661 | 746 | Apricot Drive | Kyle | 78640 | Waterleaf Subdivision | 29.9618 | -97.8409 | Non-Lead - Plastic | No | Between 1989 and 2014 |  | Non-Lead - Plastic | Between 1989 and 2014 |  | Non-Lead | No | No |  | Single Family Residence | No | No | No | Tier 5
3919776 | 747 | Apricot Drive | Kyle | 78640 | Waterleaf Subdivision/ 15918622 | 29.9618 | -97.8407 | Non-Lead - Plastic | No | Between 1989 and 2014 |  | Non-Lead - Plastic | Between 1989 and 2014 |  | Non-Lead | No | No |  | Single Family Residence | No | No | No | Tier 5
9543305 | 758 | Apricot Drive | Kyle | 78640 | Waterleaf Subdivision | 29.9618 | -97.841 | Non-Lead - Plastic | No | Between 1989 and 2014 |  | Non-Lead - Plastic | Between 1989 and 2014 |  | Non-Lead | No | No |  | Single Family Residence | No | No | No | Tier 5
12864268 | 759 | Apricot Drive | Kyle | 78640 | Waterleaf Subdivision | 29.9617 | -97.8408 | Non-Lead - Plastic | No | Between 1989 and 2014 |  | Non-Lead - Plastic | Between 1989 and 2014 |  | Non-Lead | No | No |  | Single Family Residence | No | No | No | Tier 5
13180911 | 769 | Apricot Drive | Kyle | 78640 | Waterleaf Subdivision | 29.9616 | -97.8409 | Non-Lead - Plastic | No | Between 1989 and 2014 |  | Non-Lead - Plastic | Between 1989 and 2014 |  | Non-Lead | No | No |  | Single Family Residence | No | No | No | Tier 5
12876822 | 770 | Apricot Drive | Kyle | 78640 | Waterleaf Subdivision | 29.9617 | -97.8411 | Non-Lead - Plastic | No | Between 1989 and 2014 |  | Non-Lead - Plastic | Between 1989 and 2014 |  | Non-Lead | No | No |  | Single Family Residence | No | No | No | Tier 5
1830912 | 796 | Apricot Drive | Kyle | 78640 | Waterleaf Subdivision/ 10074779 | 29.9614 | -97.8415 | Non-Lead - Plastic | No | Between 1989 and 2014 |  | Non-Lead - Plastic | Between 1989 and 2014 |  | Non-Lead | No | No |  | Single Family Residence | No | No | No | Tier 5
839163 | 797 | Apricot Drive | Kyle | 78640 | Waterleaf Subdivision | 29.9612 | -97.8413 | Non-Lead - Plastic | No | Between 1989 and 2014 |  | Non-Lead - Plastic | Between 1989 and 2014 |  | Non-Lead | No | No |  | Single Family Residence | No | No | No | Tier 5
15988959 | 806 | Apricot Drive | Kyle | 78640 | Waterleaf Subdivision | 29.9613 | -97.8415 | Non-Lead - Plastic | No | Between 1989 and 2014 |  | Non-Lead - Plastic | Between 1989 and 2014 |  | Non-Lead | No | No |  | Single Family Residence | No | No | No | Tier 5
16242244 | 809 | Apricot Drive | Kyle | 78640 | Waterleaf Subdivision | 29.9612 | -97.8414 | Non-Lead - Plastic | No | Between 1989 and 2014 |  | Non-Lead - Plastic | Between 1989 and 2014 |  | Non-Lead | No | No |  | Single Family Residence | No | No | No | Tier 5
9194194 | 816 | Apricot Drive | Kyle | 78640 | Waterleaf Subdivision | 29.9612 | -97.8416 | Non-Lead - Plastic | No | Between 1989 and 2014 |  | Non-Lead - Plastic | Between 1989 and 2014 |  | Non-Lead | No | No |  | Single Family Residence | No | No | No | Tier 5
1421433 | 821 | Apricot Drive | Kyle | 78640 | Waterleaf Subdivision/ 4647170 | 29.9611 | -97.8415 | Non-Lead - Plastic | No | Between 1989 and 2014 |  | Non-Lead - Plastic | Between 1989 and 2014 |  | Non-Lead | No | No |  | Single Family Residence | No | No | No | Tier 5
4441068 | 826 | Apricot Drive | Kyle | 78640 | Waterleaf Subdivision | 29.9611 | -97.8417 | Non-Lead - Plastic | No | Between 1989 and 2014 |  | Non-Lead - Plastic | Between 1989 and 2014 |  | Non-Lead | No | No |  | Single Family Residence | No | No | No | Tier 5
9297049 | 833 | Apricot Drive | Kyle | 78640 | Waterleaf Subdivision | 29.961 | -97.8416 | Non-Lead - Plastic | No | Between 1989 and 2014 |  | Non-Lead - Plastic | Between 1989 and 2014 |  | Non-Lead | No | No |  | Single Family Residence | No | No | No | Tier 5
9209538 | 838 | Apricot Drive | Kyle | 78640 | Waterleaf Subdivision | 29.9611 | -97.8418 | Non-Lead - Plastic | No | Between 1989 and 2014 |  | Non-Lead - Plastic | Between 1989 and 2014 |  | Non-Lead | No | No |  | Single Family Residence | No | No | No | Tier 5
7974333 | 845 | Apricot Drive | Kyle | 78640 | Waterleaf Subdivision | 29.9609 | -97.8417 | Non-Lead - Plastic | No | Between 1989 and 2014 |  | Non-Lead - Plastic | Between 1989 and 2014 |  | Non-Lead | No | No |  | Single Family Residence | No | No | No | Tier 5
10556834 | 850 | Apricot Drive | Kyle | 78640 | Waterleaf Subdivision | 29.961 | -97.8419 | Non-Lead - Plastic | No | Between 1989 and 2014 |  | Non-Lead - Plastic | Between 1989 and 2014 |  | Non-Lead | No | No |  | Single Family Residence | No | No | No | Tier 5
15784652 | 857 | Apricot Drive | Kyle | 78640 | Waterleaf Subdivision | 29.9608 | -97.8418 | Non-Lead - Plastic | No | Between 1989 and 2014 |  | Non-Lead - Plastic | Between 1989 and 2014 |  | Non-Lead | No | No |  | Single Family Residence | No | No | No | Tier 5
10063322 | 862 | Apricot Drive | Kyle | 78640 | Waterleaf Subdivision | 29.9609 | -97.842 | Non-Lead - Plastic | No | Between 1989 and 2014 |  | Non-Lead - Plastic | Between 1989 and 2014 |  | Non-Lead | No | No |  | Single Family Residence | No | No | No | Tier 5
1480217 | 869 | Apricot Drive | Kyle | 78640 | Waterleaf Subdivision/ 4372667 | 29.9607 | -97.8419 | Non-Lead - Plastic | No | Between 1989 and 2014 |  | Non-Lead - Plastic | Between 1989 and 2014 |  | Non-Lead | No | No |  | Single Family Residence | No | No | No | Tier 5
10122831 | 874 | Apricot Drive | Kyle | 78640 | Waterleaf Subdivision | 29.9608 | -97.8421 | Non-Lead - Plastic | No | Between 1989 and 2014 |  | Non-Lead - Plastic | Between 1989 and 2014 |  | Non-Lead | No | No |  | Single Family Residence | No | No | No | Tier 5
16232563 | 881 | Apricot Drive | Kyle | 78640 | Waterleaf Subdivision | 29.9607 | -97.842 | Non-Lead - Plastic | No | Between 1989 and 2014 |  | Non-Lead - Plastic | Between 1989 and 2014 |  | Non-Lead | No | No |  | Single Family Residence | No | No | No | Tier 5
9390077 | 886 | Apricot Drive | Kyle | 78640 | Waterleaf Subdivision | 29.9607 | -97.8422 | Non-Lead - Plastic | No | Between 1989 and 2014 |  | Non-Lead - Plastic | Between 1989 and 2014 |  | Non-Lead | No | No |  | Single Family Residence | No | No | No | Tier 5
12658257 | 893 | Apricot Drive | Kyle | 78640 | Waterleaf Subdivision | 29.9606 | -97.8421 | Non-Lead - Plastic | No | Between 1989 and 2014 |  | Non-Lead - Plastic | Between 1989 and 2014 |  | Non-Lead | No | No |  | Single Family Residence | No | No | No | Tier 5
4387753 | 898 | Apricot Drive | Kyle | 78640 | Waterleaf Subdivision | 29.9606 | -97.8423 | Non-Lead - Plastic | No | Between 1989 and 2014 |  | Non-Lead - Plastic | Between 1989 and 2014 |  | Non-Lead | No | No |  | Single Family Residence | No | No | No | Tier 5
15871510 | 905 | Apricot Drive | Kyle | 78640 | Waterleaf Subdivision | 29.9605 | -97.8422 | Non-Lead - Plastic | No | Between 1989 and 2014 |  | Non-Lead - Plastic | Between 1989 and 2014 |  | Non-Lead | No | No |  | Single Family Residence | No | No | No | Tier 5
16230678 | 908 | Apricot Drive | Kyle | 78640 | Waterleaf Subdivision | 29.9606 | -97.8423 | Non-Lead - Plastic | No | Between 1989 and 2014 |  | Non-Lead - Plastic | Between 1989 and 2014 |  | Non-Lead | No | No |  | Single Family Residence | No | No | No | Tier 5
15860802 | 917 | Apricot Drive | Kyle | 78640 | Waterleaf Subdivision | 29.9604 | -97.8423 | Non-Lead - Plastic | No | Between 1989 and 2014 |  | Non-Lead - Plastic | Between 1989 and 2014 |  | Non-Lead | No | No |  | Single Family Residence | No | No | No | Tier 5
15784820 | 918 | Apricot Drive | Kyle | 78640 | Waterleaf Subdivision | 29.9605 | -97.8424 | Non-Lead - Plastic | No | Between 1989 and 2014 |  | Non-Lead - Plastic | Between 1989 and 2014 |  | Non-Lead | No | No |  | Single Family Residence | No | No | No | Tier 5
16393457 | 929 | Apricot Drive | Kyle | 78640 | Waterleaf Subdivision | 29.9603 | -97.8424 | Non-Lead - Plastic | No | Between 1989 and 2014 |  | Non-Lead - Plastic | Between 1989 and 2014 |  | Non-Lead | No | No |  | Single Family Residence | No | No | No | Tier 5
12920861 | 930 | Apricot Drive | Kyle | 78640 | Waterleaf Subdivision | 29.9604 | -97.8425 | Non-Lead - Plastic | No | Between 1989 and 2014 |  | Non-Lead - Plastic | Between 1989 and 2014 |  | Non-Lead | No | No |  | Single Family Residence | No | No | No | Tier 5
1534633 | 941 | Apricot Drive | Kyle | 78640 | Waterleaf Subdivision/ 4728319 | 29.9602 | -97.8424 | Non-Lead - Plastic | No | Between 1989 and 2014 |  | Non-Lead - Plastic | Between 1989 and 2014 |  | Non-Lead | No | No |  | Single Family Residence | No | No | No | Tier 5
15888360 | 942 | Apricot Drive | Kyle | 78640 | Waterleaf Subdivision/ 4781071 | 29.9603 | -97.8426 | Non-Lead - Plastic | No | Between 1989 and 2014 |  | Non-Lead - Plastic | Between 1989 and 2014 |  | Non-Lead | No | No |  | Single Family Residence | No | No | No | Tier 5
4443371 | 953 | Apricot Drive | Kyle | 78640 | Waterleaf Subdivision | 29.9601 | -97.8425 | Non-Lead - Plastic | No | Between 1989 and 2014 |  | Non-Lead - Plastic | Between 1989 and 2014 |  | Non-Lead | No | No |  | Single Family Residence | No | No | No | Tier 5
15935903 | 965 | Apricot Drive | Kyle | 78640 | Waterleaf Subdivision | 29.9601 | -97.8426 | Non-Lead - Plastic | No | Between 1989 and 2014 |  | Non-Lead - Plastic | Between 1989 and 2014 |  | Non-Lead | No | No |  | Single Family Residence | No | No | No | Tier 5
10139580 | 101 | Sunnyside Drive | Kyle | 78640 | Waterleaf Subdivision | 29.9598 | -97.8432 | Non-Lead - Plastic | No | Between 1989 and 2014 |  | Non-Lead - Plastic | Between 1989 and 2014 |  | Non-Lead | No | No |  | Single Family Residence | No | No | No | Tier 5
1408871 | 111 | Sunnyside Drive | Kyle | 78640 | Waterleaf Subdivision/ 10026323 | 29.9599 | -97.8433 | Non-Lead - Plastic | No | Between 1989 and 2014 |  | Non-Lead - Plastic | Between 1989 and 2014 |  | Non-Lead | No | No |  | Single Family Residence | No | No | No | Tier 5
10283457 | 121 | Sunnyside Drive | Kyle | 78640 | Waterleaf Subdivision | 29.96 | -97.8434 | Non-Lead - Plastic | No | Between 1989 and 2014 |  | Non-Lead - Plastic | Between 1989 and 2014 |  | Non-Lead | No | No |  | Single Family Residence | No | No | No | Tier 5
15919280 | 131 | Sunnyside Drive | Kyle | 78640 | Waterleaf Subdivision | 29.9601 | -97.8435 | Non-Lead - Plastic | No | Between 1989 and 2014 |  | Non-Lead - Plastic | Between 1989 and 2014 |  | Non-Lead | No | No |  | Single Family Residence | No | No | No | Tier 5
1409360 | 141 | Sunnyside Drive | Kyle | 78640 | Waterleaf Subdivision/ 10110834 | 29.9602 | -97.8436 | Non-Lead - Plastic | No | Between 1989 and 2014 |  | Non-Lead - Plastic | Between 1989 and 2014 |  | Non-Lead | No | No |  | Single Family Residence | No | No | No | Tier 5
10286698 | 151 | Sunnyside Drive | Kyle | 78640 | Waterleaf Subdivision | 29.9602 | -97.8437 | Non-Lead - Plastic | No | Between 1989 and 2014 |  | Non-Lead - Plastic | Between 1989 and 2014 |  | Non-Lead | No | No |  | Single Family Residence | No | No | No | Tier 5
7999699 | 161 | Sunnyside Drive | Kyle | 78640 | Waterleaf Subdivision | 29.9604 | -97.8439 | Non-Lead - Plastic | No | Between 1989 and 2014 |  | Non-Lead - Plastic | Between 1989 and 2014 |  | Non-Lead | No | No |  | Single Family Residence | No | No | No | Tier 5
10293558 | 201 | Sunnyside Drive | Kyle | 78640 | Waterleaf Subdivision | 29.9598 | -97.8431 | Non-Lead - Plastic | No | Between 1989 and 2014 |  | Non-Lead - Plastic | Between 1989 and 2014 |  | Non-Lead | No | No |  | Single Family Residence | No | No | No | Tier 5
10198444 | 211 | Sunnyside Drive | Kyle | 78640 | Waterleaf Subdivision | 29.9607 | -97.8442 | Non-Lead - Plastic | No | Between 1989 and 2014 |  | Non-Lead - Plastic | Between 1989 and 2014 |  | Non-Lead | No | No |  | Single Family Residence | No | No | No | Tier 5
16317458 | 221 | Sunnyside Drive | Kyle | 78640 | Waterleaf Subdivision | 29.9598 | -97.8431 | Non-Lead - Plastic | No | Between 1989 and 2014 |  | Non-Lead - Plastic | Between 1989 and 2014 |  | Non-Lead | No | No |  | Single Family Residence | No | No | No | Tier 5
16229324 | 231 | Sunnyside Drive | Kyle | 78640 | Waterleaf Subdivision | 29.9608 | -97.8444 | Non-Lead - Plastic | No | Between 1989 and 2014 |  | Non-Lead - Plastic | Between 1989 and 2014 |  | Non-Lead | No | No |  | Single Family Residence | No | No | No | Tier 5
12872535 | 241 | Sunnyside Drive | Kyle | 78640 | Waterleaf Subdivision | 29.961 | -97.8446 | Non-Lead - Plastic | No | Between 1989 and 2014 |  | Non-Lead - Plastic | Between 1989 and 2014 |  | Non-Lead | No | No |  | Single Family Residence | No | No | No | Tier 5
13386452 | 272 | Sunnyside Drive | Kyle | 78640 | Waterleaf Subdivision | 29.9617 | -97.8452 | Non-Lead - Plastic | No | Between 1989 and 2014 |  | Non-Lead - Plastic | Between 1989 and 2014 |  | Non-Lead | No | No |  | Single Family Residence | No | No | No | Tier 5
10552860 | 283 | Sunnyside Drive | Kyle | 78640 | Waterleaf Subdivision | 29.9614 | -97.8451 | Non-Lead - Plastic | No | Between 1989 and 2014 |  | Non-Lead - Plastic | Between 1989 and 2014 |  | Non-Lead | No | No |  | Single Family Residence | No | No | No | Tier 5
16709824 | 284 | Sunnyside Drive | Kyle | 78640 | Waterleaf Subdivision | 29.9618 | -97.8452 | Non-Lead - Plastic | No | Between 1989 and 2014 |  | Non-Lead - Plastic | Between 1989 and 2014 |  | Non-Lead | No | No |  | Single Family Residence | No | No | No | Tier 5
10391498 | 293 | Sunnyside Drive | Kyle | 78640 | Waterleaf Subdivision | 29.9615 | -97.8452 | Non-Lead - Plastic | No | Between 1989 and 2014 |  | Non-Lead - Plastic | Between 1989 and 2014 |  | Non-Lead | No | No |  | Single Family Residence | No | No | No | Tier 5
13347711 | 294 | Sunnyside Drive | Kyle | 78640 | Waterleaf Subdivision | 29.9618 | -97.8453 | Non-Lead - Plastic | No | Between 1989 and 2014 |  | Non-Lead - Plastic | Between 1989 and 2014 |  | Non-Lead | No | No |  | Single Family Residence | No | No | No | Tier 5
12255800 | 305 | Sunnyside Drive | Kyle | 78640 | Waterleaf Subdivision | 29.9616 | -97.8453 | Non-Lead - Plastic | No | Between 1989 and 2014 |  | Non-Lead - Plastic | Between 1989 and 2014 |  | Non-Lead | No | No |  | Single Family Residence | No | No | No | Tier 5
16105050 | 306 | Sunnyside Drive | Kyle | 78640 | Waterleaf Subdivision | 29.9619 | -97.8453 | Non-Lead - Plastic | No | Between 1989 and 2014 |  | Non-Lead - Plastic | Between 1989 and 2014 |  | Non-Lead | No | No |  | Single Family Residence | No | No | No | Tier 5
10554824 | 317 | Sunnyside Drive | Kyle | 78640 | Waterleaf Subdivision | 29.9616 | -97.8453 | Non-Lead - Plastic | No | Between 1989 and 2014 |  | Non-Lead - Plastic | Between 1989 and 2014 |  | Non-Lead | No | No |  | Single Family Residence | No | No | No | Tier 5
10545284 | 318 | Sunnyside Drive | Kyle | 78640 | Waterleaf Subdivision | 29.9619 | -97.8454 | Non-Lead - Plastic | No | Between 1989 and 2014 |  | Non-Lead - Plastic | Between 1989 and 2014 |  | Non-Lead | No | No |  | Single Family Residence | No | No | No | Tier 5
10583109 | 327 | Sunnyside Drive | Kyle | 78640 | Waterleaf Subdivision | 29.9617 | -97.8454 | Non-Lead - Plastic | No | Between 1989 and 2014 |  | Non-Lead - Plastic | Between 1989 and 2014 |  | Non-Lead | No | No |  | Single Family Residence | No | No | No | Tier 5
1429729 | 328 | Sunnyside Drive | Kyle | 78640 | Waterleaf Subdivision/ 10557089 | 29.9619 | -97.8454 | Non-Lead - Plastic | No | Between 1989 and 2014 |  | Non-Lead - Plastic | Between 1989 and 2014 |  | Non-Lead | No | No |  | Single Family Residence | No | No | No | Tier 5
10554645 | 339 | Sunnyside Drive | Kyle | 78640 | Waterleaf Subdivision | 29.9617 | -97.8455 | Non-Lead - Plastic | No | Between 1989 and 2014 |  | Non-Lead - Plastic | Between 1989 and 2014 |  | Non-Lead | No | No |  | Single Family Residence | No | No | No | Tier 5
10554411 | 343 | Sunnyside Drive | Kyle | 78640 | Waterleaf Subdivision | 29.9598 | -97.8431 | Non-Lead - Plastic | No | Between 1989 and 2014 |  | Non-Lead - Plastic | Between 1989 and 2014 |  | Non-Lead | No | No |  | Single Family Residence | No | No | No | Tier 5
13494715 | 100 | Cermeno Cove | Kyle | 78640 | Waterleaf Subdivision | 29.961 | -97.8443 | Non-Lead - Plastic | No | Between 1989 and 2014 |  | Non-Lead - Plastic | Between 1989 and 2014 |  | Non-Lead | No | No |  | Single Family Residence | No | No | No | Tier 5
12879381 | 101 | Cermeno Cove | Kyle | 78640 | Waterleaf Subdivision | 29.9611 | -97.8444 | Non-Lead - Plastic | No | Between 1989 and 2014 |  | Non-Lead - Plastic | Between 1989 and 2014 |  | Non-Lead | No | No |  | Single Family Residence | No | No | No | Tier 5
10775232 | 110 | Cermono Cove | Kyle | 78640 | Waterleaf Subdivision | 29.961 | -97.8444 | Non-Lead - Plastic | No | Between 1989 and 2014 |  | Non-Lead - Plastic | Between 1989 and 2014 |  | Non-Lead | No | No |  | Single Family Residence | No | No | No | Tier 5
12161403 | 111 | Cermeno Cove | Kyle | 78640 | Waterleaf Subdivision | 29.9611 | -97.8444 | Non-Lead - Plastic | No | Between 1989 and 2014 |  | Non-Lead - Plastic | Between 1989 and 2014 |  | Non-Lead | No | No |  | Single Family Residence | No | No | No | Tier 5
12867390 | 120 | Cermeno Cove | Kyle | 78640 | Waterleaf Subdivision | 29.961 | -97.8442 | Non-Lead - Plastic | No | Between 1989 and 2014 |  | Non-Lead - Plastic | Between 1989 and 2014 |  | Non-Lead | No | No |  | Single Family Residence | No | No | No | Tier 5
16102108 | 121 | Cermeno Cove | Kyle | 78640 | Waterleaf Subdivision | 29.9611 | -97.8444 | Non-Lead - Plastic | No | Between 1989 and 2014 |  | Non-Lead - Plastic | Between 1989 and 2014 |  | Non-Lead | No | No |  | Single Family Residence | No | No | No | Tier 5
13526816 | 130 | Cermeno Cove | Kyle | 78640 | Waterleaf Subdivision | 29.9611 | -97.8444 | Non-Lead - Plastic | No | Between 1989 and 2014 |  | Non-Lead - Plastic | Between 1989 and 2014 |  | Non-Lead | No | No |  | Single Family Residence | No | No | No | Tier 5
15670165 | 100 | Matthews Lane | Kyle | 78640 | Waterleaf Subdivision/ 7911009 | 29.89 | -97.9442 | Non-Lead - Plastic | No | Between 1989 and 2014 |  | Non-Lead - Plastic | Between 1989 and 2014 |  | Non-Lead | No | No |  | Single Family Residence | No | No | No | Tier 5
10543666 | 101 | Matthews Lane | Kyle | 78640 | Waterleaf Subdivision | 29.89 | -97.9442 | Non-Lead - Plastic | No | Between 1989 and 2014 |  | Non-Lead - Plastic | Between 1989 and 2014 |  | Non-Lead | No | No |  | Single Family Residence | No | No | No | Tier 5
15673803 | 110 | Matthews Lane | Kyle | 78640 | Waterleaf Subdivision/ 7924701 | 29.8901 | -97.9441 | Non-Lead - Plastic | No | Between 1989 and 2014 |  | Non-Lead - Plastic | Between 1989 and 2014 |  | Non-Lead | No | No |  | Single Family Residence | No | No | No | Tier 5
9547351 | 113 | Matthews Lane | Kyle | 78640 | Waterleaf Subdivision | 29.89 | -97.944 | Non-Lead - Plastic | No | Between 1989 and 2014 |  | Non-Lead - Plastic | Between 1989 and 2014 |  | Non-Lead | No | No |  | Single Family Residence | No | No | No | Tier 5
15758158 | 120 | Matthews Lane | Kyle | 78640 | Waterleaf Subdivision | 29.8902 | -97.9441 | Non-Lead - Plastic | No | Between 1989 and 2014 |  | Non-Lead - Plastic | Between 1989 and 2014 |  | Non-Lead | No | No |  | Single Family Residence | No | No | No | Tier 5
10000827 | 125 | Matthews Lane | Kyle | 78640 | Waterleaf Subdivision | 29.8901 | -97.944 | Non-Lead - Plastic | No | Between 1989 and 2014 |  | Non-Lead - Plastic | Between 1989 and 2014 |  | Non-Lead | No | No |  | Single Family Residence | No | No | No | Tier 5
10125849 | 130 | Matthews Lane | Kyle | 78640 | Waterleaf Subdivision | 29.8903 | -97.9439 | Non-Lead - Plastic | No | Between 1989 and 2014 |  | Non-Lead - Plastic | Between 1989 and 2014 |  | Non-Lead | No | No |  | Single Family Residence | No | No | No | Tier 5
1419540 | 137 | Matthews Lane | Kyle | 78640 | Waterleaf Subdivision/ 09256542 | 29.8901 | -97.9439 | Non-Lead - Plastic | No | Between 1989 and 2014 |  | Non-Lead - Plastic | Between 1989 and 2014 |  | Non-Lead | No | No |  | Single Family Residence | No | No | No | Tier 5
9255890 | 140 | Matthews Lane | Kyle | 78640 | Waterleaf Subdivision | 29.8904 | -97.9439 | Non-Lead - Plastic | No | Between 1989 and 2014 |  | Non-Lead - Plastic | Between 1989 and 2014 |  | Non-Lead | No | No |  | Single Family Residence | No | No | No | Tier 5
3813834 | 149 | Matthews Lane | Kyle | 78640 | Waterleaf Subdivision/ 10031208 | 29.8902 | -97.9438 | Non-Lead - Plastic | No | Between 1989 and 2014 |  | Non-Lead - Plastic | Between 1989 and 2014 |  | Non-Lead | No | No |  | Single Family Residence | No | No | No | Tier 5
9264062 | 150 | Matthews Lane | Kyle | 78640 | Waterleaf Subdivision | 29.8905 | -97.9438 | Non-Lead - Plastic | No | Between 1989 and 2014 |  | Non-Lead - Plastic | Between 1989 and 2014 |  | Non-Lead | No | No |  | Single Family Residence | No | No | No | Tier 5
12689974 | 160 | Matthews Lane | Kyle | 78640 | Waterleaf Subdivision | 29.8906 | -97.9437 | Non-Lead - Plastic | No | Between 1989 and 2014 |  | Non-Lead - Plastic | Between 1989 and 2014 |  | Non-Lead | No | No |  | Single Family Residence | No | No | No | Tier 5
10129362 | 172 | Matthews Lane | Kyle | 78640 | Waterleaf Subdivision | 29.8907 | -97.9436 | Non-Lead - Plastic | No | Between 1989 and 2014 |  | Non-Lead - Plastic | Between 1989 and 2014 |  | Non-Lead | No | No |  | Single Family Residence | No | No | No | Tier 5
836856 | 184 | Matthews Lane | Kyle | 78640 | Waterleaf Subdivision | 29.8909 | -97.9434 | Non-Lead - Plastic | No | Between 1989 and 2014 |  | Non-Lead - Plastic | Between 1989 and 2014 |  | Non-Lead | No | No |  | Single Family Residence | No | No | No | Tier 5
9301174 | 200 | Matthews Lane | Kyle | 78640 | Waterleaf Subdivision | 32.3631 | -97.0288 | Non-Lead - Plastic | No | Between 1989 and 2014 |  | Non-Lead - Plastic | Between 1989 and 2014 |  | Non-Lead | No | No |  | Single Family Residence | No | No | No | Tier 5
15784733 | 212 | Matthews Lane | Kyle | 78640 | Waterleaf Subdivision | 32.3628 | -97.0287 | Non-Lead - Plastic | No | Between 1989 and 2014 |  | Non-Lead - Plastic | Between 1989 and 2014 |  | Non-Lead | No | No |  | Single Family Residence | No | No | No | Tier 5
791312 | 224 | Matthews Lane | Kyle | 78640 | Waterleaf Subdivision | 32.3625 | -97.0285 | Non-Lead - Plastic | No | Between 1989 and 2014 |  | Non-Lead - Plastic | Between 1989 and 2014 |  | Non-Lead | No | No |  | Single Family Residence | No | No | No | Tier 5
15758330 | 236 | Matthews Lane | Kyle | 78640 | Waterleaf Subdivision | 32.3623 | -97.0283 | Non-Lead - Plastic | No | Between 1989 and 2014 |  | Non-Lead - Plastic | Between 1989 and 2014 |  | Non-Lead | No | No |  | Single Family Residence | No | No | No | Tier 5
10129915 | 248 | Matthews Lane | Kyle | 78640 | Waterleaf Subdivision | 32.3621 | -97.0283 | Non-Lead - Plastic | No | Between 1989 and 2014 |  | Non-Lead - Plastic | Between 1989 and 2014 |  | Non-Lead | No | No |  | Single Family Residence | No | No | No | Tier 5
16674684 | 276 | Matthews Lane | Kyle | 78640 | Waterleaf Subdivision | 32.3617 | -97.0281 | Non-Lead - Plastic | No | Between 1989 and 2014 |  | Non-Lead - Plastic | Between 1989 and 2014 |  | Non-Lead | No | No |  | Single Family Residence | No | No | No | Tier 5
12888049 | 286 | Matthews Lane | Kyle | 78640 | Waterleaf Subdivision | 32.3616 | -97.028 | Non-Lead - Plastic | No | Between 1989 and 2014 |  | Non-Lead - Plastic | Between 1989 and 2014 |  | Non-Lead | No | No |  | Single Family Residence | No | No | No | Tier 5
9253460 | 298 | Matthews Lane | Kyle | 78640 | Waterleaf Subdivision | 32.3614 | -97.0279 | Non-Lead - Plastic | No | Between 1989 and 2014 |  | Non-Lead - Plastic | Between 1989 and 2014 |  | Non-Lead | No | No |  | Single Family Residence | No | No | No | Tier 5
9262934 | 310 | Matthews Lane | Kyle | 78640 | Waterleaf Subdivision | 32.7363 | -97.1332 | Non-Lead - Plastic | No | Between 1989 and 2014 |  | Non-Lead - Plastic | Between 1989 and 2014 |  | Non-Lead | No | No |  | Single Family Residence | No | No | No | Tier 5
9265365 | 320 | Matthews Lane | Kyle | 78640 | Waterleaf Subdivision | 32.7364 | -97.1332 | Non-Lead - Plastic | No | Between 1989 and 2014 |  | Non-Lead - Plastic | Between 1989 and 2014 |  | Non-Lead | No | No |  | Single Family Residence | No | No | No | Tier 5
15858415 | 334 | Matthews Lane | Kyle | 78640 | Waterleaf Subdivision | 32.7366 | -97.1332 | Non-Lead - Plastic | No | Between 1989 and 2014 |  | Non-Lead - Plastic | Between 1989 and 2014 |  | Non-Lead | No | No |  | Single Family Residence | No | No | No | Tier 5
9300242 | 344 | Matthews Lane | Kyle | 78640 | Waterleaf Subdivision | 32.7367 | -97.1332 | Non-Lead - Plastic | No | Between 1989 and 2014 |  | Non-Lead - Plastic | Between 1989 and 2014 |  | Non-Lead | No | No |  | Single Family Residence | No | No | No | Tier 5
12690041 | 356 | Matthews Lane | Kyle | 78640 | Waterleaf Subdivision | 32.7369 | -97.1332 | Non-Lead - Plastic | No | Between 1989 and 2014 |  | Non-Lead - Plastic | Between 1989 and 2014 |  | Non-Lead | No | No |  | Single Family Residence | No | No | No | Tier 5
13433547 | 366 | Matthews Lane | Kyle | 78640 | Waterleaf Subdivision | 32.737 | -97.1332 | Non-Lead - Plastic | No | Between 1989 and 2014 |  | Non-Lead - Plastic | Between 1989 and 2014 |  | Non-Lead | No | No |  | Single Family Residence | No | No | No | Tier 5
16318752 | 100 | Quinton Cove | Kyle | 78640 | Waterleaf Subdivision | 29.9616 | -97.8426 | Non-Lead - Plastic | No | Between 1989 and 2014 |  | Non-Lead - Plastic | Between 1989 and 2014 |  | Non-Lead | No | No |  | Single Family Residence | No | No | No | Tier 5
12113566 | 101 | Quinton Cove | Kyle | 78640 | Waterleaf Subdivision | 29.9615 | -97.8427 | Non-Lead - Plastic | No | Between 1989 and 2014 |  | Non-Lead - Plastic | Between 1989 and 2014 |  | Non-Lead | No | No |  | Single Family Residence | No | No | No | Tier 5
748623 | 112 | Quinton Cove | Kyle | 78640 | Waterleaf Subdivision | 29.9616 | -97.8427 | Non-Lead - Plastic | No | Between 1989 and 2014 |  | Non-Lead - Plastic | Between 1989 and 2014 |  | Non-Lead | No | No |  | Single Family Residence | No | No | No | Tier 5
7979717 | 113 | Quinton Cove | Kyle | 78640 | Waterleaf Subdivision | 29.9615 | -97.8428 | Non-Lead - Plastic | No | Between 1989 and 2014 |  | Non-Lead - Plastic | Between 1989 and 2014 |  | Non-Lead | No | No |  | Single Family Residence | No | No | No | Tier 5
16256133 | 124 | Quinton Cove | Kyle | 78640 | Waterleaf Subdivision | 29.9617 | -97.8427 | Non-Lead - Plastic | No | Between 1989 and 2014 |  | Non-Lead - Plastic | Between 1989 and 2014 |  | Non-Lead | No | No |  | Single Family Residence | No | No | No | Tier 5
10089046 | 125 | Quinton Cove | Kyle | 78640 | Waterleaf Subdivision | 29.9616 | -97.8429 | Non-Lead - Plastic | No | Between 1989 and 2014 |  | Non-Lead - Plastic | Between 1989 and 2014 |  | Non-Lead | No | No |  | Single Family Residence | No | No | No | Tier 5
10124263 | 136 | Quinton Cove | Kyle | 78640 | Waterleaf Subdivision | 29.9617 | -97.8428 | Non-Lead - Plastic | No | Between 1989 and 2014 |  | Non-Lead - Plastic | Between 1989 and 2014 |  | Non-Lead | No | No |  | Single Family Residence | No | No | No | Tier 5
6394452 | 137 | Quinton Cove | Kyle | 78640 | Waterleaf Subdivision/ 10028050 | 29.9617 | -97.8434 | Non-Lead - Plastic | No | Between 1989 and 2014 |  | Non-Lead - Plastic | Between 1989 and 2014 |  | Non-Lead | No | No |  | Single Family Residence | No | No | No | Tier 5
15784745 | 148 | Quinton Cove | Kyle | 78640 | Waterleaf Subdivision | 29.9622 | -97.8431 | Non-Lead - Plastic | No | Between 1989 and 2014 |  | Non-Lead - Plastic | Between 1989 and 2014 |  | Non-Lead | No | No |  | Single Family Residence | No | No | No | Tier 5
16255460 | 149 | Quinton Cove | Kyle | 78640 | Waterleaf Subdivision | 29.9617 | -97.843 | Non-Lead - Plastic | No | Between 1989 and 2014 |  | Non-Lead - Plastic | Between 1989 and 2014 |  | Non-Lead | No | No |  | Single Family Residence | No | No | No | Tier 5
15806743 | 160 | Quinton Cove | Kyle | 78640 | Waterleaf Subdivision/ 7910034 | 29.9618 | -97.8429 | Non-Lead - Plastic | No | Between 1989 and 2014 |  | Non-Lead - Plastic | Between 1989 and 2014 |  | Non-Lead | No | No |  | Single Family Residence | No | No | No | Tier 5
12896408 | 161 | Quinton Cove | Kyle | 78640 | Waterleaf Subdivision | 29.9617 | -97.843 | Non-Lead - Plastic | No | Between 1989 and 2014 |  | Non-Lead - Plastic | Between 1989 and 2014 |  | Non-Lead | No | No |  | Single Family Residence | No | No | No | Tier 5
7996244 | 116 | Pomegranate Cove | Kyle | 78640 | Waterleaf Subdivision | 29.9629 | -97.8413 | Non-Lead - Plastic | No | Between 1989 and 2014 |  | Non-Lead - Plastic | Between 1989 and 2014 |  | Non-Lead | No | No |  | Single Family Residence | No | No | No | Tier 5
15765478 | 117 | Pomegranate Cove | Kyle | 78640 | Waterleaf Subdivision/ 12690053 | 29.9628 | -97.8414 | Non-Lead - Plastic | No | Between 1989 and 2014 |  | Non-Lead - Plastic | Between 1989 and 2014 |  | Non-Lead | No | No |  | Single Family Residence | No | No | No | Tier 5
9635022 | 127 | Pomegranate Cove | Kyle | 78640 | Waterleaf Subdivision/ 13367658 | 29.9628 | -97.8415 | Non-Lead - Plastic | No | Between 1989 and 2014 |  | Non-Lead - Plastic | Between 1989 and 2014 |  | Non-Lead | No | No |  | Single Family Residence | No | No | No | Tier 5
7981492 | 128 | Pomegranate Cove | Kyle | 78640 | Waterleaf Subdivision | 29.963 | -97.8413 | Non-Lead - Plastic | No | Between 1989 and 2014 |  | Non-Lead - Plastic | Between 1989 and 2014 |  | Non-Lead | No | No |  | Single Family Residence | No | No | No | Tier 5
16709409 | 139 | Pomegranate Cove | Kyle | 78640 | Waterleaf Subdivision | 29.9629 | -97.8415 | Non-Lead - Plastic | No | Between 1989 and 2014 |  | Non-Lead - Plastic | Between 1989 and 2014 |  | Non-Lead | No | No |  | Single Family Residence | No | No | No | Tier 5
10450019 | 140 | Pomegranate Cove | Kyle | 78640 | Waterleaf Subdivision | 29.963 | -97.8414 | Non-Lead - Plastic | No | Between 1989 and 2014 |  | Non-Lead - Plastic | Between 1989 and 2014 |  | Non-Lead | No | No |  | Single Family Residence | No | No | No | Tier 5
10262524 | 151 | Pomegranate Cove | Kyle | 78640 | Waterleaf Subdivision | 29.9629 | -97.8416 | Non-Lead - Plastic | No | Between 1989 and 2014 |  | Non-Lead - Plastic | Between 1989 and 2014 |  | Non-Lead | No | No |  | Single Family Residence | No | No | No | Tier 5
12693304 | 154 | Pomegranate Cove | Kyle | 78640 | Waterleaf Subdivision | 29.9631 | -97.8415 | Non-Lead - Plastic | No | Between 1989 and 2014 |  | Non-Lead - Plastic | Between 1989 and 2014 |  | Non-Lead | No | No |  | Single Family Residence | No | No | No | Tier 5
7975758 | 163 | Pomegranate Cove | Kyle | 78640 | Waterleaf Subdivision | 29.963 | -97.8416 | Non-Lead - Plastic | No | Between 1989 and 2014 |  | Non-Lead - Plastic | Between 1989 and 2014 |  | Non-Lead | No | No |  | Single Family Residence | No | No | No | Tier 5
9551668 | 164 | Pomegranate Cove | Kyle | 78640 | Waterleaf Subdivision | 29.9631 | -97.8415 | Non-Lead - Plastic | No | Between 1989 and 2014 |  | Non-Lead - Plastic | Between 1989 and 2014 |  | Non-Lead | No | No |  | Single Family Residence | No | No | No | Tier 5
1408601 | 169 | Pomegranate Cove | Kyle | 78640 | Waterleaf Subdivision/ 10184740 | 29.963 | -97.8417 | Non-Lead - Plastic | No | Between 1989 and 2014 |  | Non-Lead - Plastic | Between 1989 and 2014 |  | Non-Lead | No | No |  | Single Family Residence | No | No | No | Tier 5
1415139 | 170 | Pomegranate Cove | Kyle | 78640 | Waterleaf Subdivision/ 09296305 | 29.9631 | -97.8415 | Non-Lead - Plastic | No | Between 1989 and 2014 |  | Non-Lead - Plastic | Between 1989 and 2014 |  | Non-Lead | No | No |  | Single Family Residence | No | No | No | Tier 5
13431153 | 114 | Claudell Drive | Kyle | 78640 | Waterleaf Subdivision | 29.9644 | -97.8416 | Non-Lead - Plastic | No | Between 1989 and 2014 |  | Non-Lead - Plastic | Between 1989 and 2014 |  | Non-Lead | No | No |  | Single Family Residence | No | No | No | Tier 5
15764720 | 115 | Claudell Drive | Kyle | 78640 | Waterleaf Subdivision | 29.9644 | -97.8416 | Non-Lead - Plastic | No | Between 1989 and 2014 |  | Non-Lead - Plastic | Between 1989 and 2014 |  | Non-Lead | No | No |  | Single Family Residence | No | No | No | Tier 5
9200990 | 125 | Claudell Drive | Kyle | 78640 | Waterleaf Subdivision | 29.9643 | -97.8415 | Non-Lead - Plastic | No | Between 1989 and 2014 |  | Non-Lead - Plastic | Between 1989 and 2014 |  | Non-Lead | No | No |  | Single Family Residence | No | No | No | Tier 5
10257389 | 126 | Claudell Drive | Kyle | 78640 | Waterleaf Subdivision | 29.9643 | -97.8414 | Non-Lead - Plastic | No | Between 1989 and 2014 |  | Non-Lead - Plastic | Between 1989 and 2014 |  | Non-Lead | No | No |  | Single Family Residence | No | No | No | Tier 5
16256152 | 137 | Claudell Drive | Kyle | 78640 | Waterleaf Subdivision | 29.9642 | -97.8413 | Non-Lead - Plastic | No | Between 1989 and 2014 |  | Non-Lead - Plastic | Between 1989 and 2014 |  | Non-Lead | No | No |  | Single Family Residence | No | No | No | Tier 5
9642621 | 140 | Claudell Drive | Kyle | 78640 | Waterleaf Subdivision/ 16709877 | 29.9642 | -97.8413 | Non-Lead - Plastic | No | Between 1989 and 2014 |  | Non-Lead - Plastic | Between 1989 and 2014 |  | Non-Lead | No | No |  | Single Family Residence | No | No | No | Tier 5
12735057 | 145 | Claudell Drive | Kyle | 78640 | Waterleaf Subdivision | 29.9642 | -97.8412 | Non-Lead - Plastic | No | Between 1989 and 2014 |  | Non-Lead - Plastic | Between 1989 and 2014 |  | Non-Lead | No | No |  | Single Family Residence | No | No | No | Tier 5
16230774 | 155 | Claudell Drive | Kyle | 78640 | Waterleaf Subdivision | 29.9639 | -97.8409 | Non-Lead - Plastic | No | Between 1989 and 2014 |  | Non-Lead - Plastic | Between 1989 and 2014 |  | Non-Lead | No | No |  | Single Family Residence | No | No | No | Tier 5
7988155 | 156 | Claudell Drive | Kyle | 78640 | Waterleaf Subdivision | 29.9636 | -97.8413 | Non-Lead - Plastic | No | Between 1989 and 2014 |  | Non-Lead - Plastic | Between 1989 and 2014 |  | Non-Lead | No | No |  | Single Family Residence | No | No | No | Tier 5
15787997 | 165 | Claudell Drive | Kyle | 78640 | Waterleaf Subdivision | 29.9639 | -97.8409 | Non-Lead - Plastic | No | Between 1989 and 2014 |  | Non-Lead - Plastic | Between 1989 and 2014 |  | Non-Lead | No | No |  | Single Family Residence | No | No | No | Tier 5
13358938 | 168 | Claudell Drive | Kyle | 78640 | Waterleaf Subdivision | 29.9639 | -97.8409 | Non-Lead - Plastic | No | Between 1989 and 2014 |  | Non-Lead - Plastic | Between 1989 and 2014 |  | Non-Lead | No | No |  | Single Family Residence | No | No | No | Tier 5
16674500 | 175 | Claudell Drive | Kyle | 78640 | Waterleaf Subdivision | 29.9638 | -97.8408 | Non-Lead - Plastic | No | Between 1989 and 2014 |  | Non-Lead - Plastic | Between 1989 and 2014 |  | Non-Lead | No | No |  | Single Family Residence | No | No | No | Tier 5
16258530 | 180 | Claudell Drive | Kyle | 78640 | Waterleaf Subdivision | 29.9636 | -97.8408 | Non-Lead - Plastic | No | Between 1989 and 2014 |  | Non-Lead - Plastic | Between 1989 and 2014 |  | Non-Lead | No | No |  | Single Family Residence | No | No | No | Tier 5
16233352 | 187 | Claudell Drive | Kyle | 78640 | Waterleaf Subdivision | 29.9636 | -97.8405 | Non-Lead - Plastic | No | Between 1989 and 2014 |  | Non-Lead - Plastic | Between 1989 and 2014 |  | Non-Lead | No | No |  | Single Family Residence | No | No | No | Tier 5
15923786 | 190 | Claudell Drive | Kyle | 78640 | Waterleaf Subdivision | 29.9632 | -97.8409 | Non-Lead - Plastic | No | Between 1989 and 2014 |  | Non-Lead - Plastic | Between 1989 and 2014 |  | Non-Lead | No | No |  | Single Family Residence | No | No | No | Tier 5
703858 | 197 | Claudell Drive | Kyle | 78640 | Waterleaf Subdivision | 29.9636 | -97.8406 | Non-Lead - Plastic | No | Between 1989 and 2014 |  | Non-Lead - Plastic | Between 1989 and 2014 |  | Non-Lead | No | No |  | Single Family Residence | No | No | No | Tier 5
12734598 | 207 | Claudell Drive | Kyle | 78640 | Waterleaf Subdivision | 29.9635 | -97.8405 | Non-Lead - Plastic | No | Between 1989 and 2014 |  | Non-Lead - Plastic | Between 1989 and 2014 |  | Non-Lead | No | No |  | Single Family Residence | No | No | No | Tier 5
9301700 | 217 | Claudell Drive | Kyle | 78640 | Waterleaf Subdivision | 29.9635 | -97.8404 | Non-Lead - Plastic | No | Between 1989 and 2014 |  | Non-Lead - Plastic | Between 1989 and 2014 |  | Non-Lead | No | No |  | Single Family Residence | No | No | No | Tier 5
15787303 | 227 | Claudell Drive | Kyle | 78640 | Waterleaf Subdivision | 29.9634 | -97.8403 | Non-Lead - Plastic | No | Between 1989 and 2014 |  | Non-Lead - Plastic | Between 1989 and 2014 |  | Non-Lead | No | No |  | Single Family Residence | No | No | No | Tier 5
12735697 | 239 | Claudell Drive | Kyle | 78640 | Waterleaf Subdivision | 29.9633 | -97.8402 | Non-Lead - Plastic | No | Between 1989 and 2014 |  | Non-Lead - Plastic | Between 1989 and 2014 |  | Non-Lead | No | No |  | Single Family Residence | No | No | No | Tier 5
9541379 | 249 | Claudell Drive | Kyle | 78640 | Waterleaf Subdivision | 29.9632 | -97.8401 | Non-Lead - Plastic | No | Between 1989 and 2014 |  | Non-Lead - Plastic | Between 1989 and 2014 |  | Non-Lead | No | No |  | Single Family Residence | No | No | No | Tier 5
10258273 | 118 | Connor Elkins Drive | Kyle | 78640 | Waterleaf Subdivision | 29.9635 | -97.8441 | Non-Lead - Plastic | No | Between 1989 and 2014 |  | Non-Lead - Plastic | Between 1989 and 2014 |  | Non-Lead | No | No |  | Single Family Residence | No | No | No | Tier 5
10533145 | 119 | Connor Elkins Drive | Kyle | 78640 | Waterleaf Subdivision | 29.9637 | -97.844 | Non-Lead - Plastic | No | Between 1989 and 2014 |  | Non-Lead - Plastic | Between 1989 and 2014 |  | Non-Lead | No | No |  | Single Family Residence | No | No | No | Tier 5
7999401 | 130 | Connor Elkins Drive | Kyle | 78640 | Waterleaf Subdivision | 29.9634 | -97.8438 | Non-Lead - Plastic | No | Between 1989 and 2014 |  | Non-Lead - Plastic | Between 1989 and 2014 |  | Non-Lead | No | No |  | Single Family Residence | No | No | No | Tier 5
10287530 | 131 | Connor Elkins Drive | Kyle | 78640 | Waterleaf Subdivision | 29.9636 | -97.8439 | Non-Lead - Plastic | No | Between 1989 and 2014 |  | Non-Lead - Plastic | Between 1989 and 2014 |  | Non-Lead | No | No |  | Single Family Residence | No | No | No | Tier 5
10102611 | 143 | Connor Elkins Drive | Kyle | 78640 | Waterleaf Subdivision | 29.9635 | -97.8437 | Non-Lead - Plastic | No | Between 1989 and 2014 |  | Non-Lead - Plastic | Between 1989 and 2014 |  | Non-Lead | No | No |  | Single Family Residence | No | No | No | Tier 5
10001707 | 155 | Connor Elkins Drive | Kyle | 78640 | Waterleaf Subdivision | 29.9633 | -97.8434 | Non-Lead - Plastic | No | Between 1989 and 2014 |  | Non-Lead - Plastic | Between 1989 and 2014 |  | Non-Lead | No | No |  | Single Family Residence | No | No | No | Tier 5
10122218 | 200 | Connor Elkins Drive | Kyle | 78640 | Waterleaf Subdivision | 29.963 | -97.8433 | Non-Lead - Plastic | No | Between 1989 and 2014 |  | Non-Lead - Plastic | Between 1989 and 2014 |  | Non-Lead | No | No |  | Single Family Residence | No | No | No | Tier 5
12092188 | 201 | Connor Elkins Drive | Kyle | 78640 | Waterleaf Subdivision | 29.9631 | -97.8432 | Non-Lead - Plastic | No | Between 1989 and 2014 |  | Non-Lead - Plastic | Between 1989 and 2014 |  | Non-Lead | No | No |  | Single Family Residence | No | No | No | Tier 5
10122852 | 212 | Connor Elkins Drive | Kyle | 78640 | Waterleaf Subdivision | 29.963 | -97.8432 | Non-Lead - Plastic | No | Between 1989 and 2014 |  | Non-Lead - Plastic | Between 1989 and 2014 |  | Non-Lead | No | No |  | Single Family Residence | No | No | No | Tier 5
10323874 | 213 | Connor Elkins Drive | Kyle | 78640 | Waterleaf Subdivision | 29.9631 | -97.8431 | Non-Lead - Plastic | No | Between 1989 and 2014 |  | Non-Lead - Plastic | Between 1989 and 2014 |  | Non-Lead | No | No |  | Single Family Residence | No | No | No | Tier 5
10470164 | 224 | Connor Elkins Drive | Kyle | 78640 | Waterleaf Subdivision | 29.9629 | -97.8431 | Non-Lead - Plastic | No | Between 1989 and 2014 |  | Non-Lead - Plastic | Between 1989 and 2014 |  | Non-Lead | No | No |  | Single Family Residence | No | No | No | Tier 5
10293496 | 225 | Connor Elkins Drive | Kyle | 78640 | Waterleaf Subdivision | 29.963 | -97.843 | Non-Lead - Plastic | No | Between 1989 and 2014 |  | Non-Lead - Plastic | Between 1989 and 2014 |  | Non-Lead | No | No |  | Single Family Residence | No | No | No | Tier 5
9296408 | 232 | Connor Elkins Drive | Kyle | 78640 | Waterleaf Subdivision | 29.9628 | -97.8429 | Non-Lead - Plastic | No | Between 1989 and 2014 |  | Non-Lead - Plastic | Between 1989 and 2014 |  | Non-Lead | No | No |  | Single Family Residence | No | No | No | Tier 5
16255725 | 233 | Connor Elkins Drive | Kyle | 78640 | Waterleaf Subdivision | 29.9629 | -97.8426 | Non-Lead - Plastic | No | Between 1989 and 2014 |  | Non-Lead - Plastic | Between 1989 and 2014 |  | Non-Lead | No | No |  | Single Family Residence | No | No | No | Tier 5
15920812 | 242 | Connor Elkins Drive | Kyle | 78640 | Waterleaf Subdivision | 29.9625 | -97.8428 | Non-Lead - Plastic | No | Between 1989 and 2014 |  | Non-Lead - Plastic | Between 1989 and 2014 |  | Non-Lead | No | No |  | Single Family Residence | No | No | No | Tier 5
9305619 | 245 | Connor Elkins Drive | Kyle | 78640 | Waterleaf Subdivision | 29.9628 | -97.8426 | Non-Lead - Plastic | No | Between 1989 and 2014 |  | Non-Lead - Plastic | Between 1989 and 2014 |  | Non-Lead | No | No |  | Single Family Residence | No | No | No | Tier 5
16255940 | 256 | Connor Elkins Drive | Kyle | 78640 | Waterleaf Subdivision | 29.9625 | -97.8426 | Non-Lead - Plastic | No | Between 1989 and 2014 |  | Non-Lead - Plastic | Between 1989 and 2014 |  | Non-Lead | No | No |  | Single Family Residence | No | No | No | Tier 5
16415643 | 257 | Connor Elkins Drive | Kyle | 78640 | Waterleaf Subdivision | 29.9627 | -97.8424 | Non-Lead - Plastic | No | Between 1989 and 2014 |  | Non-Lead - Plastic | Between 1989 and 2014 |  | Non-Lead | No | No |  | Single Family Residence | No | No | No | Tier 5
9300293 | 268 | Connor Elkins Drive | Kyle | 78640 | Waterleaf Subdivision | 29.9624 | -97.8424 | Non-Lead - Plastic | No | Between 1989 and 2014 |  | Non-Lead - Plastic | Between 1989 and 2014 |  | Non-Lead | No | No |  | Single Family Residence | No | No | No | Tier 5
9302502 | 269 | Connor Elkins Drive | Kyle | 78640 | Waterleaf Subdivision | 29.9625 | -97.8423 | Non-Lead - Plastic | No | Between 1989 and 2014 |  | Non-Lead - Plastic | Between 1989 and 2014 |  | Non-Lead | No | No |  | Single Family Residence | No | No | No | Tier 5
9401592 | 278 | Connor Elkins Drive | Kyle | 78640 | Waterleaf Subdivision | 29.9623 | -97.8423 | Non-Lead - Plastic | No | Between 1989 and 2014 |  | Non-Lead - Plastic | Between 1989 and 2014 |  | Non-Lead | No | No |  | Single Family Residence | No | No | No | Tier 5
16318806 | 281 | Connor Elkins Drive | Kyle | 78640 | Waterleaf Subdivision | 29.9624 | -97.8421 | Non-Lead - Plastic | No | Between 1989 and 2014 |  | Non-Lead - Plastic | Between 1989 and 2014 |  | Non-Lead | No | No |  | Single Family Residence | No | No | No | Tier 5
10581294 | 290 | Connor Elkins Drive | Kyle | 78640 | Waterleaf Subdivision | 29.9622 | -97.8421 | Non-Lead - Plastic | No | Between 1989 and 2014 |  | Non-Lead - Plastic | After 2014 |  | Non-Lead | No | No |  | Single Family Residence | No | No | No | Tier 5
7999385 | 291 | Connor Elkins Drive | Kyle | 78640 | Waterleaf Subdivision | 29.9623 | -97.842 | Non-Lead - Plastic | No | Between 1989 and 2014 |  | Non-Lead - Plastic | Between 1989 and 2014 |  | Non-Lead | No | No |  | Single Family Residence | No | No | No | Tier 5
12827977 | 115 | Clematis Court | Kyle | 78640 | Waterleaf Subdivision | 29.9644 | -97.8404 | Non-Lead - Plastic | No | Between 1989 and 2014 |  | Non-Lead - Plastic | Between 1989 and 2014 |  | Non-Lead | No | No |  | Single Family Residence | No | No | No | Tier 5
16709804 | 129 | Clematis Court | Kyle | 78640 | Waterleaf Subdivision | 29.9645 | -97.8403 | Non-Lead - Plastic | No | Between 1989 and 2014 |  | Non-Lead - Plastic | Between 1989 and 2014 |  | Non-Lead | No | No |  | Single Family Residence | No | No | No | Tier 5
859171 | 132 | Clematis Court | Kyle | 78640 | Waterleaf Subdivision | 29.9646 | -97.8404 | Non-Lead - Plastic | No | Between 1989 and 2014 |  | Non-Lead - Plastic | Between 1989 and 2014 |  | Non-Lead | No | No |  | Single Family Residence | No | No | No | Tier 5
9455631 | 135 | Clematis Court | Kyle | 78640 | Waterleaf Subdivision | 29.9645 | -97.8403 | Non-Lead - Plastic | No | Between 1989 and 2014 |  | Non-Lead - Plastic | Between 1989 and 2014 |  | Non-Lead | No | No |  | Single Family Residence | No | No | No | Tier 5
10257388 | 138 | Clematis Court | Kyle | 78640 | Waterleaf Subdivision | 29.9646 | -97.8404 | Non-Lead - Plastic | No | Between 1989 and 2014 |  | Non-Lead - Plastic | Between 1989 and 2014 |  | Non-Lead | No | No |  | Single Family Residence | No | No | No | Tier 5
13412541 | 141 | Clematis Court | Kyle | 78640 | Waterleaf Subdivision | 29.9645 | -97.8403 | Non-Lead - Plastic | No | Between 1989 and 2014 |  | Non-Lead - Plastic | Between 1989 and 2014 |  | Non-Lead | No | No |  | Single Family Residence | No | No | No | Tier 5
9297037 | 130 | Palmetto Cove | Kyle | 78640 | Waterleaf Subdivision | 29.9646 | -97.8427 | Non-Lead - Plastic | No | Between 1989 and 2014 |  | Non-Lead - Plastic | Between 1989 and 2014 |  | Non-Lead | No | No |  | Single Family Residence | No | No | No | Tier 5
10741186 | 131 | Palmetto Cove | Kyle | 78640 | Waterleaf Subdivision | 29.9647 | -97.8422 | Non-Lead - Plastic | No | Between 1989 and 2014 |  | Non-Lead - Plastic | Between 1989 and 2014 |  | Non-Lead | No | No |  | Single Family Residence | No | No | No | Tier 5
1505042 | 140 | Palmetto Cove | Kyle | 78640 | Waterleaf Subdivision/ 12690043 | 29.9648 | -97.8424 | Non-Lead - Plastic | No | Between 1989 and 2014 |  | Non-Lead - Plastic | Between 1989 and 2014 |  | Non-Lead | No | No |  | Single Family Residence | No | No | No | Tier 5
10075405 | 120 | Wisteria Court | Kyle | 78640 | Waterleaf Subdivision | 29.9633 | -97.8438 | Non-Lead - Plastic | No | Between 1989 and 2014 |  | Non-Lead - Plastic | Between 1989 and 2014 |  | Non-Lead | No | No |  | Single Family Residence | No | No | No | Tier 5
10125858 | 121 | Wisteria Court | Kyle | 78640 | Waterleaf Subdivision | 29.9632 | -97.8437 | Non-Lead - Plastic | No | Between 1989 and 2014 |  | Non-Lead - Plastic | Between 1989 and 2014 |  | Non-Lead | No | No |  | Single Family Residence | No | No | No | Tier 5
10119477 | 130 | Wisteria Court | Kyle | 78640 | Waterleaf Subdivision | 29.9632 | -97.8439 | Non-Lead - Plastic | No | Between 1989 and 2014 |  | Non-Lead - Plastic | Between 1989 and 2014 |  | Non-Lead | No | No |  | Single Family Residence | No | No | No | Tier 5
10091489 | 131 | Wisteria Court | Kyle | 78640 | Waterleaf Subdivision | 29.9632 | -97.8437 | Non-Lead - Plastic | No | Between 1989 and 2014 |  | Non-Lead - Plastic | Between 1989 and 2014 |  | Non-Lead | No | No |  | Single Family Residence | No | No | No | Tier 5
10556901 | 100 | Pauline Cove | Kyle | 78640 | Waterleaf Subdivision | 29.9627 | -97.8453 | Non-Lead - Plastic | No | Between 1989 and 2014 |  | Non-Lead - Plastic | Between 1989 and 2014 |  | Non-Lead | No | No |  | Single Family Residence | No | No | No | Tier 5
12086979 | 112 | Pauline Cove | Kyle | 78640 | Waterleaf Subdivision | 29.9627 | -97.8452 | Non-Lead - Plastic | No | Between 1989 and 2014 |  | Non-Lead - Plastic | Between 1989 and 2014 |  | Non-Lead | No | No |  | Single Family Residence | No | No | No | Tier 5
10291307 | 121 | Pauline Cove | Kyle | 78640 | Waterleaf Subdivision | 29.9628 | -97.845 | Non-Lead - Plastic | No | Between 1989 and 2014 |  | Non-Lead - Plastic | Between 1989 and 2014 |  | Non-Lead | No | No |  | Single Family Residence | No | No | No | Tier 5
10202817 | 124 | Pauline Cove | Kyle | 78640 | Waterleaf Subdivision | 29.9626 | -97.8451 | Non-Lead - Plastic | No | Between 1989 and 2014 |  | Non-Lead - Plastic | Between 1989 and 2014 |  | Non-Lead | No | No |  | Single Family Residence | No | No | No | Tier 5
10289498 | 133 | Pauline Cove | Kyle | 78640 | Waterleaf Subdivision | 29.9627 | -97.8449 | Non-Lead - Plastic | No | Between 1989 and 2014 |  | Non-Lead - Plastic | Between 1989 and 2014 |  | Non-Lead | No | No |  | Single Family Residence | No | No | No | Tier 5
10744480 | 136 | Pauline Cove | Kyle | 78640 | Waterleaf Subdivision | 29.9626 | -97.845 | Non-Lead - Plastic | No | Between 1989 and 2014 |  | Non-Lead - Plastic | Between 1989 and 2014 |  | Non-Lead | No | No |  | Single Family Residence | No | No | No | Tier 5
10579647 | 145 | Pauline Cove | Kyle | 78640 | Waterleaf Subdivision | 29.9627 | -97.8448 | Non-Lead - Plastic | No | Between 1989 and 2014 |  | Non-Lead - Plastic | Between 1989 and 2014 |  | Non-Lead | No | No |  | Single Family Residence | No | No | No | Tier 5
12092526 | 148 | Pauline Cove | Kyle | 78640 | Waterleaf Subdivision | 29.9625 | -97.8449 | Non-Lead - Plastic | No | Between 1989 and 2014 |  | Non-Lead - Plastic | Between 1989 and 2014 |  | Non-Lead | No | No |  | Single Family Residence | No | No | No | Tier 5
10281727 | 157 | Pauline Cove | Kyle | 78640 | Waterleaf Subdivision | 29.9626 | -97.8447 | Non-Lead - Plastic | No | Between 1989 and 2014 |  | Non-Lead - Plastic | Between 1989 and 2014 |  | Non-Lead | No | No |  | Single Family Residence | No | No | No | Tier 5
12077278 | 160 | Pauline Cove | Kyle | 78640 | Waterleaf Subdivision | 29.9625 | -97.8449 | Non-Lead - Plastic | No | Between 1989 and 2014 |  | Non-Lead - Plastic | Between 1989 and 2014 |  | Non-Lead | No | No |  | Single Family Residence | No | No | No | Tier 5
10161959 | 169 | Pauline Cove | Kyle | 78640 | Waterleaf Subdivision | 29.9625 | -97.8446 | Non-Lead - Plastic | No | Between 1989 and 2014 |  | Non-Lead - Plastic | Between 1989 and 2014 |  | Non-Lead | No | No |  | Single Family Residence | No | No | No | Tier 5
9756568 | 133 | Frogmore Loop | Uhland | 78640 | Watermill | 29.9451 | -97.7996 | Non-Lead - Plastic | No | After 2014 |  | Non-Lead - Plastic | After 2014 |  | Non-Lead | No | No |  | Single Family Residence | No | No | No | Tier 5
9762577 | 141 | Frogmore Loop | Uhland | 78640 | Watermill | 29.9451 | -97.7996 | Non-Lead - Plastic | No | After 2014 |  | Non-Lead - Plastic | After 2014 |  | Non-Lead | No | No |  | Single Family Residence | No | No | No | Tier 5
9760252 | 149 | Frogmore Loop | Uhland | 78640 | Watermill | 29.945 | -97.7998 | Non-Lead - Plastic | No | After 2014 |  | Non-Lead - Plastic | After 2014 |  | Non-Lead | No | No |  | Single Family Residence | No | No | No | Tier 5
9759529 | 155 | Frogmore Loop | Uhland | 78640 | Watermill | 29.9449 | -97.7998 | Non-Lead - Plastic | No | After 2014 |  | Non-Lead - Plastic | After 2014 |  | Non-Lead | No | No |  | Single Family Residence | No | No | No | Tier 5
9760376 | 163 | Frogmore Loop | Uhland | 78640 | Watermill | 29.9448 | -97.7999 | Non-Lead - Plastic | No | After 2014 |  | Non-Lead - Plastic | After 2014 |  | Non-Lead | No | No |  | Single Family Residence | No | No | No | Tier 5
9762553 | 170 | Sandringham Loop | Uhland | 78640 | Watermill | 29.9462 | -97.8017 | Non-Lead - Plastic | No | After 2014 |  | Non-Lead - Plastic | After 2014 |  | Non-Lead | No | No |  | Single Family Residence | No | No | No | Tier 5
9761817 | 431 | Frogmore Loop | Uhland | 78640 | Watermill | 29.946 | -97.8006 | Non-Lead - Plastic | No | After 2014 |  | Non-Lead - Plastic | After 2014 |  | Non-Lead | No | No |  | Single Family Residence | No | No | No | Tier 5
9746426 | 171 | Frogmore Loop | Uhland | 78640 | Watermill | 29.9448 | -97.8 | Non-Lead - Plastic | No | After 2014 |  | Non-Lead - Plastic | After 2014 |  | Non-Lead | No | No |  | Single Family Residence | No | No | No | Tier 5
9757384 | 183 | Frogmore Loop | Uhland | 78640 | Watermill | 29.9446 | -97.8002 | Non-Lead - Plastic | No | After 2014 |  | Non-Lead - Plastic | After 2014 |  | Non-Lead | No | No |  | Single Family Residence | No | No | No | Tier 5
9752099 | 191 | Frogmore Loop | Uhland | 78640 | Watermill | 29.9446 | -97.8003 | Non-Lead - Plastic | No | After 2014 |  | Non-Lead - Plastic | After 2014 |  | Non-Lead | No | No |  | Single Family Residence | No | No | No | Tier 5
15604114 | 199 | Frogmore Loop | Uhland | 78640 | Watermill | 29.9445 | -97.8004 | Non-Lead - Plastic | No | After 2014 |  | Non-Lead - Plastic | After 2014 |  | Non-Lead | No | No |  | Single Family Residence | No | No | No | Tier 5
15601337 | 205 | Frogmore Loop | Uhland | 78640 | Watermill | 29.9444 | -97.8004 | Non-Lead - Plastic | No | After 2014 |  | Non-Lead - Plastic | After 2014 |  | Non-Lead | No | No |  | Single Family Residence | No | No | No | Tier 5
15603270 | 213 | Frogmore Loop | Uhland | 78640 | Watermill | 29.9444 | -97.8005 | Non-Lead - Plastic | No | After 2014 |  | Non-Lead - Plastic | After 2014 |  | Non-Lead | No | No |  | Single Family Residence | No | No | No | Tier 5
15603861 | 221 | Frogmore Loop | Uhland | 78640 | Watermill | 29.9443 | -97.8006 | Non-Lead - Plastic | No | After 2014 |  | Non-Lead - Plastic | After 2014 |  | Non-Lead | No | No |  | Single Family Residence | No | No | No | Tier 5
15603794 | 229 | Frogmore Loop | Uhland | 78640 | Watermill | 29.9442 | -97.8007 | Non-Lead - Plastic | No | After 2014 |  | Non-Lead - Plastic | After 2014 |  | Non-Lead | No | No |  | Single Family Residence | No | No | No | Tier 5
3888970 | 424 | Frogmore Loop | Uhland | 78640 | Watermill | 29.9463 | -97.7987 | Non-Lead - Plastic | No | After 2014 |  | Non-Lead - Plastic | After 2014 |  | Non-Lead | No | No |  | Single Family Residence | No | No | No | Tier 5
15604055 | 235 | Frogmore Loop | Uhland | 78640 | Watermill | 29.9441 | -97.8008 | Non-Lead - Plastic | No | After 2014 |  | Non-Lead - Plastic | After 2014 |  | Non-Lead | No | No |  | Single Family Residence | No | No | No | Tier 5
9627519 | 243 | Frogmore Loop | Uhland | 78640 | Watermill | 29.944 | -97.8009 | Non-Lead - Plastic | No | After 2014 |  | Non-Lead - Plastic | After 2014 |  | Non-Lead | No | No |  | Single Family Residence | No | No | No | Tier 5
9530788 | 249 | Frogmore Loop | Uhland | 78640 | Watermill | 29.944 | -97.801 | Non-Lead - Plastic | No | After 2014 |  | Non-Lead - Plastic | After 2014 |  | Non-Lead | No | No |  | Single Family Residence | No | No | No | Tier 5
9633028 | 253 | Frogmore Loop | Uhland | 78640 | Watermill | 29.9439 | -97.8012 | Non-Lead - Plastic | No | After 2014 |  | Non-Lead - Plastic | After 2014 |  | Non-Lead | No | No |  | Single Family Residence | No | No | No | Tier 5
9642577 | 257 | Frogmore Loop | Uhland | 78640 | Watermill | 29.9439 | -97.8013 | Non-Lead - Plastic | No | After 2014 |  | Non-Lead - Plastic | After 2014 |  | Non-Lead | No | No |  | Single Family Residence | No | No | No | Tier 5
13321931 | 1143 | Woodlands Drive | Kyle | 78640 | Woodlands Park Subdivision | 29.9601 | -97.8458 | Non-Lead - Copper | No | Between 1989 and 2014 |  | Non-Lead - Plastic | Between 1989 and 2014 |  | Non-Lead | No | No |  | Single Family Residence | No | No | No | Tier 5
805836 | 1144 | Woodlands Drive | Kyle | 78640 | Woodlands Park Subdivision | 29.9605 | -97.8462 | Non-Lead - Copper | No | Between 1989 and 2014 |  | Non-Lead - Plastic | Between 1989 and 2014 |  | Non-Lead | No | No |  | Single Family Residence | No | No | No | Tier 5
10843500 | 1155 | Woodlands Drive | Kyle | 78640 | Woodlands Park Subdivision | 29.9601 | -97.8461 | Non-Lead - Copper | No | Between 1989 and 2014 |  | Non-Lead - Plastic | Between 1989 and 2014 |  | Non-Lead | No | No |  | Single Family Residence | No | No | No | Tier 5
12459051 | 1156 | Woodlands Drive | Kyle | 78640 | Woodlands Park Subdivision | 29.96 | -97.8463 | Non-Lead - Copper | No | Between 1989 and 2014 |  | Non-Lead - Plastic | Between 1989 and 2014 |  | Non-Lead | No | No |  | Single Family Residence | No | No | No | Tier 5
10450003 | 1166 | Woodlands Drive | Kyle | 78640 | Woodlands Park Subdivision | 29.9599 | -97.8464 | Non-Lead - Copper | No | Between 1989 and 2014 |  | Non-Lead - Plastic | Between 1989 and 2014 |  | Non-Lead | No | No |  | Single Family Residence | No | No | No | Tier 5
10823176 | 1171 | Woodlands Drive | Kyle | 78640 | Woodlands Park Subdivision | 29.96 | -97.8461 | Non-Lead - Copper | No | Between 1989 and 2014 |  | Non-Lead - Plastic | Between 1989 and 2014 |  | Non-Lead | No | No |  | Single Family Residence | No | No | No | Tier 5
12484852 | 1233 | Woodlands Drive | Kyle | 78640 | Woodlands Park Subdivision | 29.9589 | -97.8463 | Non-Lead - Copper | No | Between 1989 and 2014 |  | Non-Lead - Plastic | Between 1989 and 2014 |  | Non-Lead | No | No |  | Single Family Residence | No | No | No | Tier 5
16202716 | 1238 | Woodlands Drive | Kyle | 78640 | Woodlands Park Subdivision | 29.9591 | -97.8465 | Non-Lead - Copper | No | Between 1989 and 2014 |  | Non-Lead - Plastic | Between 1989 and 2014 |  | Non-Lead | No | No |  | Single Family Residence | No | No | No | Tier 5
10129715 | 1243 | Woodlands Drive | Kyle | 78640 | Woodlands Park Subdivision | 29.9588 | -97.8464 | Non-Lead - Copper | No | Between 1989 and 2014 |  | Non-Lead - Plastic | Between 1989 and 2014 |  | Non-Lead | No | No |  | Single Family Residence | No | No | No | Tier 5
13414807 | 1255 | Woodlands Drive | Kyle | 78640 | Woodlands Park Subdivision | 29.9587 | -97.8465 | Non-Lead - Copper | No | Between 1989 and 2014 |  | Non-Lead - Plastic | Between 1989 and 2014 |  | Non-Lead | No | No |  | Single Family Residence | No | No | No | Tier 5
16739965 | 1265 | Woodlands Drive | Kyle | 78640 | Woodlands Park Subdivision | 29.9585 | -97.8466 | Non-Lead - Copper | No | Between 1989 and 2014 |  | Non-Lead - Plastic | Between 1989 and 2014 |  | Non-Lead | No | No |  | Single Family Residence | No | No | No | Tier 5
16103252 | 1299 | Woodlands Drive | Kyle | 78640 | Woodlands Park Subdivision | 29.9582 | -97.847 | Non-Lead - Copper | No | Between 1989 and 2014 |  | Non-Lead - Plastic | Between 1989 and 2014 |  | Non-Lead | No | No |  | Single Family Residence | No | No | No | Tier 5
13325133 | 1309 | Woodlands Drive | Kyle | 78640 | Woodlands Park Subdivision | 29.9581 | -97.8471 | Non-Lead - Copper | No | Between 1989 and 2014 |  | Non-Lead - Plastic | Between 1989 and 2014 |  | Non-Lead | No | No |  | Single Family Residence | No | No | No | Tier 5
16739923 | 1321 | Woodlands Drive | Kyle | 78640 | Woodlands Park Subdivision | 29.9581 | -97.8471 | Non-Lead - Copper | No | Between 1989 and 2014 |  | Non-Lead - Plastic | Between 1989 and 2014 |  | Non-Lead | No | No |  | Single Family Residence | No | No | No | Tier 5
15926861 | 1331 | Woodlands Drive | Kyle | 78640 | Woodlands Park Subdivision | 29.9578 | -97.8474 | Non-Lead - Copper | No | Between 1989 and 2014 |  | Non-Lead - Plastic | Between 1989 and 2014 |  | Non-Lead | No | No |  | Single Family Residence | No | No | No | Tier 5
15999138 | 1343 | Woodlands Drive | Kyle | 78640 | Woodlands Park Subdivision | 29.9577 | -97.8475 | Non-Lead - Copper | No | Between 1989 and 2014 |  | Non-Lead - Plastic | Between 1989 and 2014 |  | Non-Lead | No | No |  | Single Family Residence | No | No | No | Tier 5
13287528 | 1353 | Woodlands Drive | Kyle | 78640 | Woodlands Park Subdivision | 29.9576 | -97.8476 | Non-Lead - Copper | No | Between 1989 and 2014 |  | Non-Lead - Plastic | Between 1989 and 2014 |  | Non-Lead | No | No |  | Single Family Residence | No | No | No | Tier 5
13324749 | 1365 | Woodlands Drive | Kyle | 78640 | Woodlands Park Subdivision | 29.9575 | -97.8477 | Non-Lead - Copper | No | Between 1989 and 2014 |  | Non-Lead - Plastic | Between 1989 and 2014 |  | Non-Lead | No | No |  | Single Family Residence | No | No | No | Tier 5
16226815 | 1393 | Woodlands Drive | Kyle | 78640 | Woodlands Park Subdivision | 29.9571 | -97.8482 | Non-Lead - Plastic | No | Between 1989 and 2014 |  | Non-Lead - Plastic | Between 1989 and 2014 |  | Non-Lead | No | No |  | Single Family Residence | No | No | No | Tier 5
12403890 | 1394 | Woodlands Drive | Kyle | 78640 | Woodlands Park Subdivision | 29.9569 | -97.8487 | Non-Lead - Plastic | No | Between 1989 and 2014 |  | Non-Lead - Plastic | Between 1989 and 2014 |  | Non-Lead | No | No |  | Single Family Residence | No | No | No | Tier 5
10028858 | 1405 | Woodlands Drive | Kyle | 78640 | Woodlands Park Subdivision | 29.957 | -97.8483 | Non-Lead - Plastic | No | Between 1989 and 2014 |  | Non-Lead - Plastic | Between 1989 and 2014 |  | Non-Lead | No | No |  | Single Family Residence | No | No | No | Tier 5
15511640 | 1406 | Woodlands Drive | Kyle | 78640 | Woodlands Park Subdivision | 29.9568 | -97.8488 | Non-Lead - Plastic | No | Between 1989 and 2014 |  | Non-Lead - Plastic | Between 1989 and 2014 |  | Non-Lead | No | No |  | Single Family Residence | No | No | No | Tier 5
13454509 | 1417 | Woodlands Drive | Kyle | 78640 | Woodlands Park Subdivision | 29.9569 | -97.8484 | Non-Lead - Plastic | No | Between 1989 and 2014 |  | Non-Lead - Plastic | Between 1989 and 2014 |  | Non-Lead | No | No |  | Single Family Residence | No | No | No | Tier 5
12516827 | 1420 | Woodlands Drive | Kyle | 78640 | Woodlands Park Subdivision | 29.9567 | -97.8489 | Non-Lead - Plastic | No | Between 1989 and 2014 |  | Non-Lead - Plastic | Between 1989 and 2014 |  | Non-Lead | No | No |  | Single Family Residence | No | No | No | Tier 5
12224953 | 1429 | Woodlands Drive | Kyle | 78640 | Woodlands Park Subdivision | 29.9568 | -97.8486 | Non-Lead - Plastic | No | Between 1989 and 2014 |  | Non-Lead - Plastic | Between 1989 and 2014 |  | Non-Lead | No | No |  | Single Family Residence | No | No | No | Tier 5
12523650 | 1430 | Woodlands Drive | Kyle | 78640 | Woodlands Park Subdivision | 29.9567 | -97.849 | Non-Lead - Plastic | No | Between 1989 and 2014 |  | Non-Lead - Plastic | Between 1989 and 2014 |  | Non-Lead | No | No |  | Single Family Residence | No | No | No | Tier 5
16739299 | 1441 | Woodlands Drive | Kyle | 78640 | Woodlands Park Subdivision | 29.9567 | -97.8487 | Non-Lead - Plastic | No | Between 1989 and 2014 |  | Non-Lead - Plastic | Between 1989 and 2014 |  | Non-Lead | No | No |  | Single Family Residence | No | No | No | Tier 5
12867154 | 1444 | Woodlands Drive | Kyle | 78640 | Woodlands Park Subdivision | 29.9566 | -97.8491 | Non-Lead - Plastic | No | Between 1989 and 2014 |  | Non-Lead - Plastic | Between 1989 and 2014 |  | Non-Lead | No | No |  | Single Family Residence | No | No | No | Tier 5
13315955 | 1453 | Woodlands Drive | Kyle | 78640 | Woodlands Park Subdivision | 29.9565 | -97.8488 | Non-Lead - Plastic | No | Between 1989 and 2014 |  | Non-Lead - Plastic | Between 1989 and 2014 |  | Non-Lead | No | No |  | Single Family Residence | No | No | No | Tier 5
1415011 | 1456 | Woodlands Drive | Kyle | 78640 | Woodlands Park Subdivision/ 16775986 | 29.9565 | -97.8491 | Non-Lead - Plastic | No | Between 1989 and 2014 |  | Non-Lead - Plastic | Between 1989 and 2014 |  | Non-Lead | No | No |  | Single Family Residence | No | No | No | Tier 5
16099633 | 1465 | Woodlands Drive | Kyle | 78640 | Woodlands Park Subdivision | 29.9564 | -97.849 | Non-Lead - Plastic | No | Between 1989 and 2014 |  | Non-Lead - Plastic | Between 1989 and 2014 |  | Non-Lead | No | No |  | Single Family Residence | No | No | No | Tier 5
12477425 | 1468 | Woodlands Drive | Kyle | 78640 | Woodlands Park Subdivision | 29.9564 | -97.8492 | Non-Lead - Plastic | No | Between 1989 and 2014 |  | Non-Lead - Plastic | Between 1989 and 2014 |  | Non-Lead | No | No |  | Single Family Residence | No | No | No | Tier 5
16088456 | 1477 | Woodlands Drive | Kyle | 78640 | Woodlands Park Subdivision | 29.9563 | -97.8491 | Non-Lead - Plastic | No | Between 1989 and 2014 |  | Non-Lead - Plastic | Between 1989 and 2014 |  | Non-Lead | No | No |  | Single Family Residence | No | No | No | Tier 5
12866963 | 1480 | Woodlands Drive | Kyle | 78640 | Woodlands Park Subdivision | 29.9564 | -97.8493 | Non-Lead - Plastic | No | Between 1989 and 2014 |  | Non-Lead - Plastic | Between 1989 and 2014 |  | Non-Lead | No | No |  | Single Family Residence | No | No | No | Tier 5
16346544 | 1489 | Woodlands Drive | Kyle | 78640 | Woodlands Park Subdivision | 29.9562 | -97.8492 | Non-Lead - Plastic | No | Between 1989 and 2014 |  | Non-Lead - Plastic | Between 1989 and 2014 |  | Non-Lead | No | No |  | Single Family Residence | No | No | No | Tier 5
16761208 | 1492 | Woodlands Drive | Kyle | 78640 | Woodlands Park Subdivision | 29.9563 | -97.8494 | Non-Lead - Plastic | No | Between 1989 and 2014 |  | Non-Lead - Plastic | Between 1989 and 2014 |  | Non-Lead | No | No |  | Single Family Residence | No | No | No | Tier 5
15784520 | 1504 | Woodlands Drive | Kyle | 78640 | Woodlands Park Subdivision | 29.9561 | -97.8496 | Non-Lead - Plastic | No | Between 1989 and 2014 |  | Non-Lead - Plastic | Between 1989 and 2014 |  | Non-Lead | No | No |  | Single Family Residence | No | No | No | Tier 5
1420248 | 1515 | Woodlands Drive | Kyle | 78640 | Woodlands Park Subdivision/ 16777115 | 29.9559 | -97.8496 | Non-Lead - Plastic | No | Between 1989 and 2014 |  | Non-Lead - Plastic | Between 1989 and 2014 |  | Non-Lead | No | No |  | Single Family Residence | No | No | No | Tier 5
12871809 | 1527 | Woodlands Drive | Kyle | 78640 | Woodlands Park Subdivision | 29.9558 | -97.8497 | Non-Lead - Plastic | No | Between 1989 and 2014 |  | Non-Lead - Plastic | Between 1989 and 2014 |  | Non-Lead | No | No |  | Single Family Residence | No | No | No | Tier 5
13428705 | 1539 | Woodlands Drive | Kyle | 78640 | Woodlands Park Subdivision | 29.9557 | -97.8498 | Non-Lead - Plastic | No | Between 1989 and 2014 |  | Non-Lead - Plastic | Between 1989 and 2014 |  | Non-Lead | No | No |  | Single Family Residence | No | No | No | Tier 5
13436138 | 1553 | Woodlands Drive | Kyle | 78640 | Woodlands Park Subdivision | 29.9554 | -97.8501 | Non-Lead - Plastic | No | Between 1989 and 2014 |  | Non-Lead - Plastic | Between 1989 and 2014 |  | Non-Lead | No | No |  | Single Family Residence | No | No | No | Tier 5
13562954 | 1565 | Woodlands Drive | Kyle | 78640 | Woodlands Park Subdivision | 29.9554 | -97.8502 | Non-Lead - Plastic | No | Between 1989 and 2014 |  | Non-Lead - Plastic | Between 1989 and 2014 |  | Non-Lead | No | No |  | Single Family Residence | No | No | No | Tier 5
12688759 | 1577 | Woodlands Drive | Kyle | 78640 | Woodlands Park Subdivision | 29.9553 | -97.8502 | Non-Lead - Plastic | No | Between 1989 and 2014 |  | Non-Lead - Plastic | Between 1989 and 2014 |  | Non-Lead | No | No |  | Single Family Residence | No | No | No | Tier 5
9643239 | 1589 | Woodlands Drive | Kyle | 78640 | Woodlands Park Subdivision | 29.9552 | -97.8503 | Non-Lead - Plastic | No | Between 1989 and 2014 |  | Non-Lead - Plastic | Between 1989 and 2014 |  | Non-Lead | No | No |  | Single Family Residence | No | No | No | Tier 5
12687611 | 1601 | Woodlands Drive | Kyle | 78640 | Woodlands Park Subdivision | 29.9551 | -97.8504 | Non-Lead - Plastic | No | Between 1989 and 2014 |  | Non-Lead - Plastic | After 2014 |  | Non-Lead | No | No |  | Single Family Residence | No | No | No | Tier 5
9622433 | 1613 | Woodlands Drive | Kyle | 78640 | Woodlands Park Subdivision | 29.9549 | -97.8507 | Non-Lead - Plastic | No | Between 1989 and 2014 |  | Non-Lead - Plastic | After 2014 |  | Non-Lead | No | No |  | Single Family Residence | No | No | No | Tier 5
12681430 | 1618 | Woodlands Drive | Kyle | 78640 | Woodlands Park Subdivision | 29.9549 | -97.8509 | Non-Lead - Plastic | No | Between 1989 and 2014 |  | Non-Lead - Plastic | After 2014 |  | Non-Lead | No | No |  | Single Family Residence | No | No | No | Tier 5
12651530 | 1625 | Woodlands Drive | Kyle | 78640 | Woodlands Park Subdivision | 29.9556 | -97.85 | Non-Lead - Plastic | No | Between 1989 and 2014 |  | Non-Lead - Plastic | After 2014 |  | Non-Lead | No | No |  | Single Family Residence | No | No | No | Tier 5
9644873 | 1630 | Woodlands Drive | Kyle | 78640 | Woodlands Park Subdivision | 29.9549 | -97.8509 | Non-Lead - Plastic | No | Between 1989 and 2014 |  | Non-Lead - Plastic | After 2014 |  | Non-Lead | No | No |  | Single Family Residence | No | No | No | Tier 5
9644870 | 1639 | Woodlands Drive | Kyle | 78640 | Woodlands Park Subdivision | 29.9548 | -97.8508 | Non-Lead - Plastic | No | Between 1989 and 2014 |  | Non-Lead - Plastic | After 2014 |  | Non-Lead | No | No |  | Single Family Residence | No | No | No | Tier 5
9638518 | 1642 | Woodlands Drive | Kyle | 78640 | Woodlands Park Subdivision | 29.9549 | -97.8509 | Non-Lead - Plastic | No | Between 1989 and 2014 |  | Non-Lead - Plastic | After 2014 |  | Non-Lead | No | No |  | Single Family Residence | No | No | No | Tier 5
9624225 | 1654 | Woodlands Drive | Kyle | 78640 | Woodlands Park Subdivision | 29.9548 | -97.851 | Non-Lead - Plastic | No | Between 1989 and 2014 |  | Non-Lead - Plastic | After 2014 |  | Non-Lead | No | No |  | Single Family Residence | No | No | No | Tier 5
9642609 | 1665 | Woodlands Drive | Kyle | 78640 | Woodlands Park Subdivision | 29.9546 | -97.8509 | Non-Lead - Plastic | No | Between 1989 and 2014 |  | Non-Lead - Plastic | After 2014 |  | Non-Lead | No | No |  | Single Family Residence | No | No | No | Tier 5
9638081 | 1666 | Woodlands Drive | Kyle | 78640 | Woodlands Park Subdivision | 29.9548 | -97.851 | Non-Lead - Plastic | No | Between 1989 and 2014 |  | Non-Lead - Plastic | After 2014 |  | Non-Lead | No | No |  | Single Family Residence | No | No | No | Tier 5
9644868 | 1677 | Woodlands Drive | Kyle | 78640 | Woodlands Park Subdivision | 29.9544 | -97.8512 | Non-Lead - Plastic | No | Between 1989 and 2014 |  | Non-Lead - Plastic | After 2014 |  | Non-Lead | No | No |  | Single Family Residence | No | No | No | Tier 5
829617 | 1678 | Woodlands Drive | Kyle | 78640 | Woodlands Park Subdivision | 29.9548 | -97.8511 | Non-Lead - Plastic | No | Between 1989 and 2014 |  | Non-Lead - Plastic | After 2014 |  | Non-Lead | No | No |  | Single Family Residence | No | No | No | Tier 5
9638231 | 1689 | Woodlands Drive | Kyle | 78640 | Woodlands Park Subdivision | 29.9543 | -97.8513 | Non-Lead - Plastic | No | Between 1989 and 2014 |  | Non-Lead - Plastic | After 2014 |  | Non-Lead | No | No |  | Single Family Residence | No | No | No | Tier 5
9302037 | 1690 | Woodlands Drive | Kyle | 78640 | Woodlands Park Subdivision | 29.9547 | -97.8511 | Non-Lead - Plastic | No | Between 1989 and 2014 |  | Non-Lead - Plastic | After 2014 |  | Non-Lead | No | No |  | Single Family Residence | No | No | No | Tier 5
9640851 | 1701 | Woodlands Drive | Kyle | 78640 | Woodlands Park Subdivision | 29.9542 | -97.8514 | Non-Lead - Plastic | No | Between 1989 and 2014 |  | Non-Lead - Plastic | After 2014 |  | Non-Lead | No | No |  | Single Family Residence | No | No | No | Tier 5
15758328 | 1702 | Woodlands Drive | Kyle | 78640 | Woodlands Park Subdivision | 29.9545 | -97.8514 | Non-Lead - Plastic | No | Between 1989 and 2014 |  | Non-Lead - Plastic | After 2014 |  | Non-Lead | No | No |  | Single Family Residence | No | No | No | Tier 5
9301958 | 1713 | Woodlands Drive | Kyle | 78640 | Woodlands Park Subdivision | 29.9541 | -97.8515 | Non-Lead - Plastic | No | Between 1989 and 2014 |  | Non-Lead - Plastic | After 2014 |  | Non-Lead | No | No |  | Single Family Residence | No | No | No | Tier 5
15762371 | 1714 | Woodlands Drive | Kyle | 78640 | Woodlands Park Subdivision | 29.9544 | -97.8515 | Non-Lead - Plastic | No | Between 1989 and 2014 |  | Non-Lead - Plastic | After 2014 |  | Non-Lead | No | No |  | Single Family Residence | No | No | No | Tier 5
9537851 | 1725 | Woodlands Drive | Kyle | 78640 | Woodlands Park Subdivision | 29.954 | -97.8517 | Non-Lead - Plastic | No | Between 1989 and 2014 |  | Non-Lead - Plastic | After 2014 |  | Non-Lead | No | No |  | Single Family Residence | No | No | No | Tier 5
9477824 | 1726 | Woodlands Drive | Kyle | 78640 | Woodlands Park Subdivision | 29.9543 | -97.8516 | Non-Lead - Plastic | No | Between 1989 and 2014 |  | Non-Lead - Plastic | After 2014 |  | Non-Lead | No | No |  | Single Family Residence | No | No | No | Tier 5
9477206 | 1737 | Woodlands Drive | Kyle | 78640 | Woodlands Park Subdivision | 29.9539 | -97.8518 | Non-Lead - Plastic | No | Between 1989 and 2014 |  | Non-Lead - Plastic | After 2014 |  | Non-Lead | No | No |  | Single Family Residence | No | No | No | Tier 5
9537579 | 1738 | Woodlands Drive | Kyle | 78640 | Woodlands Park Subdivision | 29.9541 | -97.8518 | Non-Lead - Plastic | No | Between 1989 and 2014 |  | Non-Lead - Plastic | After 2014 |  | Non-Lead | No | No |  | Single Family Residence | No | No | No | Tier 5
9483046 | 1749 | Woodlands Drive | Kyle | 78640 | Woodlands Park Subdivision | 29.9538 | -97.8519 | Non-Lead - Plastic | No | Between 1989 and 2014 |  | Non-Lead - Plastic | After 2014 |  | Non-Lead | No | No |  | Single Family Residence | No | No | No | Tier 5
9554205 | 1750 | Woodlands Drive | Kyle | 78640 | Woodlands Park Subdivision | 29.954 | -97.8519 | Non-Lead - Plastic | No | Between 1989 and 2014 |  | Non-Lead - Plastic | After 2014 |  | Non-Lead | No | No |  | Single Family Residence | No | No | No | Tier 5
12872544 | 122 | Valruth Drive | Kyle | 78640 | Woodlands Park Subdivision | 29.9607 | -97.846 | Non-Lead - Copper | No | Between 1989 and 2014 |  | Non-Lead - Plastic | Between 1989 and 2014 |  | Non-Lead | No | No |  | Single Family Residence | No | No | No | Tier 5
12867383 | 132 | Valruth Drive | Kyle | 78640 | Woodlands Park Subdivision | 29.9607 | -97.8461 | Non-Lead - Copper | No | Between 1989 and 2014 |  | Non-Lead - Plastic | Between 1989 and 2014 |  | Non-Lead | No | No |  | Single Family Residence | No | No | No | Tier 5
12562237 | 144 | Valruth Drive | Kyle | 78640 | Woodlands Park Subdivision | 29.9608 | -97.8462 | Non-Lead - Copper | No | Between 1989 and 2014 |  | Non-Lead - Plastic | Between 1989 and 2014 |  | Non-Lead | No | No |  | Single Family Residence | No | No | No | Tier 5
13469201 | 154 | Valruth Drive | Kyle | 78640 | Woodlands Park Subdivision | 29.9609 | -97.8462 | Non-Lead - Copper | No | Between 1989 and 2014 |  | Non-Lead - Plastic | Between 1989 and 2014 |  | Non-Lead | No | No |  | Single Family Residence | No | No | No | Tier 5
16199246 | 176 | Valruth Drive | Kyle | 78640 | Woodlands Park Subdivision | 29.961 | -97.8464 | Non-Lead - Plastic | No | Between 1989 and 2014 |  | Non-Lead - Plastic | Between 1989 and 2014 |  | Non-Lead | No | No |  | Single Family Residence | No | No | No | Tier 5
10421179 | 177 | Valruth Drive | Kyle | 78640 | Woodlands Park Subdivision | 29.9608 | -97.8465 | Non-Lead - Copper | No | Between 1989 and 2014 |  | Non-Lead - Plastic | Between 1989 and 2014 |  | Non-Lead | No | No |  | Single Family Residence | No | No | No | Tier 5
7621099 | 187 | Valruth Drive | Kyle | 78640 | Woodlands Park Subdivision | 29.9608 | -97.8465 | Non-Lead - Copper | No | Between 1989 and 2014 |  | Non-Lead - Plastic | Between 1989 and 2014 |  | Non-Lead | No | No |  | Single Family Residence | No | No | No | Tier 5
10697916 | 188 | Valruth Drive | Kyle | 78640 | Woodlands Park Subdivision | 29.9609 | -97.8466 | Non-Lead - Copper | No | Between 1989 and 2014 |  | Non-Lead - Plastic | Between 1989 and 2014 |  | Non-Lead | No | No |  | Single Family Residence | No | No | No | Tier 5
12485739 | 198 | Valruth Drive | Kyle | 78640 | Woodlands Park Subdivision | 29.9609 | -97.8467 | Non-Lead - Copper | No | Between 1989 and 2014 |  | Non-Lead - Plastic | Between 1989 and 2014 |  | Non-Lead | No | No |  | Single Family Residence | No | No | No | Tier 5
15784473 | 199 | Valruth Drive | Kyle | 78640 | Woodlands Park Subdivision | 29.9608 | -97.8466 | Non-Lead - Copper | No | Between 1989 and 2014 |  | Non-Lead - Plastic | Between 1989 and 2014 |  | Non-Lead | No | No |  | Single Family Residence | No | No | No | Tier 5
10656830 | 209 | Valruth Drive | Kyle | 78640 | Woodlands Park Subdivision | 29.9607 | -97.8467 | Non-Lead - Copper | No | Between 1989 and 2014 |  | Non-Lead - Plastic | Between 1989 and 2014 |  | Non-Lead | No | No |  | Single Family Residence | No | No | No | Tier 5
16102289 | 210 | Valruth Drive | Kyle | 78640 | Woodlands Park Subdivision | 29.9608 | -97.8468 | Non-Lead - Copper | No | Between 1989 and 2014 |  | Non-Lead - Plastic | Between 1989 and 2014 |  | Non-Lead | No | No |  | Single Family Residence | No | No | No | Tier 5
10027792 | 220 | Valruth Drive | Kyle | 78640 | Woodlands Park Subdivision | 29.9607 | -97.8469 | Non-Lead - Copper | No | Between 1989 and 2014 |  | Non-Lead - Plastic | Between 1989 and 2014 |  | Non-Lead | No | No |  | Single Family Residence | No | No | No | Tier 5
16103278 | 221 | Valruth Drive | Kyle | 78640 | Woodlands Park Subdivision | 29.9606 | -97.8468 | Non-Lead - Copper | No | Between 1989 and 2014 |  | Non-Lead - Plastic | Between 1989 and 2014 |  | Non-Lead | No | No |  | Single Family Residence | No | No | No | Tier 5
13458655 | 111 | Valruth Circle | Kyle | 78640 | Woodlands Park Subdivision | 29.9604 | -97.8456 | Non-Lead - Copper | No | Between 1989 and 2014 |  | Non-Lead - Plastic | After 2014 |  | Non-Lead | No | No |  | Single Family Residence | No | No | No | Tier 5
16351347 | 121 | Valruth Circle | Kyle | 78640 | Woodlands Park Subdivision | 29.9602 | -97.8454 | Non-Lead - Copper | No | Between 1989 and 2014 |  | Non-Lead - Plastic | Between 1989 and 2014 |  | Non-Lead | No | No |  | Single Family Residence | No | No | No | Tier 5
12412506 | 133 | Valruth Circle | Kyle | 78640 | Woodlands Park Subdivision | 29.9601 | -97.8453 | Non-Lead - Copper | No | Between 1989 and 2014 |  | Non-Lead - Plastic | Between 1989 and 2014 |  | Non-Lead | No | No |  | Single Family Residence | No | No | No | Tier 5
10065016 | 143 | Valruth Circle | Kyle | 78640 | Woodlands Park Subdivision | 29.9601 | -97.8453 | Non-Lead - Copper | No | Between 1989 and 2014 |  | Non-Lead - Plastic | Between 1989 and 2014 |  | Non-Lead | No | No |  | Single Family Residence | No | No | No | Tier 5
10805396 | 155 | Valruth Circle | Kyle | 78640 | Woodlands Park Subdivision | 29.96 | -97.8452 | Non-Lead - Copper | No | Between 1989 and 2014 |  | Non-Lead - Plastic | Between 1989 and 2014 |  | Non-Lead | No | No |  | Single Family Residence | No | No | No | Tier 5
16216432 | 165 | Valruth Circle | Kyle | 78640 | Woodlands Park Subdivision | 29.9599 | -97.8452 | Non-Lead - Copper | No | Between 1989 and 2014 |  | Non-Lead - Plastic | Between 1989 and 2014 |  | Non-Lead | No | No |  | Single Family Residence | No | No | No | Tier 5
12529131 | 166 | Valruth Circle | Kyle | 78640 | Woodlands Park Subdivision | 29.9598 | -97.8454 | Non-Lead - Copper | No | Between 1989 and 2014 |  | Non-Lead - Plastic | Between 1989 and 2014 |  | Non-Lead | No | No |  | Single Family Residence | No | No | No | Tier 5
15871796 | 177 | Valruth Circle | Kyle | 78640 | Woodlands Park Subdivision/ 11785232 | 29.9598 | -97.8452 | Non-Lead - Copper | No | Between 1989 and 2014 |  | Non-Lead - Plastic | Between 1989 and 2014 |  | Non-Lead | No | No |  | Single Family Residence | No | No | No | Tier 5
13290651 | 178 | Valruth Circle | Kyle | 78640 | Woodlands Park Subdivision | 29.9598 | -97.8454 | Non-Lead - Copper | No | Between 1989 and 2014 |  | Non-Lead - Plastic | Between 1989 and 2014 |  | Non-Lead | No | No |  | Single Family Residence | No | No | No | Tier 5
16230841 | 187 | Valruth Circle | Kyle | 78640 | Woodlands Park Subdivision | 29.9597 | -97.8452 | Non-Lead - Copper | No | Between 1989 and 2014 |  | Non-Lead - Plastic | Between 1989 and 2014 |  | Non-Lead | No | No |  | Single Family Residence | No | No | No | Tier 5
4963885 | 192 | Valruth Circle | Kyle | 78640 | Woodlands Park Subdivision | 29.9597 | -97.8455 | Non-Lead - Copper | No | Between 1989 and 2014 |  | Non-Lead - Plastic | Between 1989 and 2014 |  | Non-Lead | No | No |  | Single Family Residence | No | No | No | Tier 5
12225453 | 199 | Valruth Circle | Kyle | 78640 | Woodlands Park Subdivision | 29.9597 | -97.8453 | Non-Lead - Copper | No | Between 1989 and 2014 |  | Non-Lead - Plastic | Between 1989 and 2014 |  | Non-Lead | No | No |  | Single Family Residence | No | No | No | Tier 5
13429104 | 209 | Valruth Circle | Kyle | 78640 | Woodlands Park Subdivision | 29.9596 | -97.8454 | Non-Lead - Copper | No | Between 1989 and 2014 |  | Non-Lead - Plastic | Between 1989 and 2014 |  | Non-Lead | No | No |  | Single Family Residence | No | No | No | Tier 5
10241534 | 220 | Valruth Circle | Kyle | 78640 | Woodlands Park Subdivision | 29.9596 | -97.8456 | Non-Lead - Copper | No | Between 1989 and 2014 |  | Non-Lead - Plastic | Between 1989 and 2014 |  | Non-Lead | No | No |  | Single Family Residence | No | No | No | Tier 5
12414810 | 221 | Valruth Circle | Kyle | 78640 | Woodlands Park Subdivision | 29.9595 | -97.8454 | Non-Lead - Plastic | No | Between 1989 and 2014 |  | Non-Lead - Plastic | Between 1989 and 2014 |  | Non-Lead | No | No |  | Single Family Residence | No | No | No | Tier 5
13136480 | 111 | Evening Star | Kyle | 78640 | Woodlands Park Subdivision | 29.9595 | -97.8466 | Non-Lead - Plastic | No | Between 1989 and 2014 |  | Non-Lead - Plastic | Between 1989 and 2014 |  | Non-Lead | No | No |  | Single Family Residence | No | No | No | Tier 5
16203900 | 112 | Evening Star | Kyle | 78640 | Woodlands Park Subdivision | 29.9597 | -97.8466 | Non-Lead - Copper | No | Between 1989 and 2014 |  | Non-Lead - Plastic | Between 1989 and 2014 |  | Non-Lead | No | No |  | Single Family Residence | No | No | No | Tier 5
4965635 | 121 | Evening Star | Kyle | 78640 | Woodlands Park Subdivision | 29.9596 | -97.8468 | Non-Lead - Copper | No | Between 1989 and 2014 |  | Non-Lead - Plastic | Between 1989 and 2014 |  | Non-Lead | No | No |  | Single Family Residence | No | No | No | Tier 5
10760913 | 133 | Evening Star | Kyle | 78640 | Woodlands Park Subdivision | 29.9597 | -97.8469 | Non-Lead - Copper | No | Between 1989 and 2014 |  | Non-Lead - Plastic | Between 1989 and 2014 |  | Non-Lead | No | No |  | Single Family Residence | No | No | No | Tier 5
9299760 | 134 | Evening Star | Kyle | 78640 | Woodlands Park Subdivision | 29.9598 | -97.8468 | Non-Lead - Plastic | No | Between 1989 and 2014 |  | Non-Lead - Plastic | Between 1989 and 2014 |  | Non-Lead | No | No |  | Single Family Residence | No | No | No | Tier 5
7652970 | 143 | Evening Star | Kyle | 78640 | Woodlands Park Subdivision | 29.9584 | -97.8507 | Non-Lead - Copper | No | Between 1989 and 2014 |  | Non-Lead - Plastic | Between 1989 and 2014 |  | Non-Lead | No | No |  | Single Family Residence | No | No | No | Tier 5
795433 | 144 | Evening Star | Kyle | 78640 | Woodlands Park Subdivision | 29.9598 | -97.8468 | Non-Lead - Plastic | No | Between 1989 and 2014 |  | Non-Lead - Plastic | Between 1989 and 2014 |  | Non-Lead | No | No |  | Single Family Residence | No | No | No | Tier 5
16520648 | 155 | Evening Star | Kyle | 78640 | Woodlands Park Subdivision | 29.9599 | -97.8471 | Non-Lead - Copper | No | Between 1989 and 2014 |  | Non-Lead - Plastic | Between 1989 and 2014 |  | Non-Lead | No | No |  | Single Family Residence | No | No | No | Tier 5
13368204 | 165 | Evening Star | Kyle | 78640 | Woodlands Park Subdivision | 29.96 | -97.8473 | Non-Lead - Copper | No | Between 1989 and 2014 |  | Non-Lead - Plastic | Between 1989 and 2014 |  | Non-Lead | No | No |  | Single Family Residence | No | No | No | Tier 5
12523719 | 177 | Evening Star | Kyle | 78640 | Woodlands Park Subdivision | 29.9602 | -97.8476 | Non-Lead - Copper | No | Between 1989 and 2014 |  | Non-Lead - Plastic | Between 1989 and 2014 |  | Non-Lead | No | No |  | Single Family Residence | No | No | No | Tier 5
9542578 | 199 | Evening Star | Kyle | 78640 | Woodlands Park Subdivision | 29.9604 | -97.8478 | Non-Lead - Copper | No | Between 1989 and 2014 |  | Non-Lead - Plastic | Between 1989 and 2014 |  | Non-Lead | No | No |  | Single Family Residence | No | No | No | Tier 5
16102121 | 210 | Evening Star | Kyle | 78640 | Woodlands Park Subdivision | 29.9605 | -97.8476 | Non-Lead - Copper | No | Between 1989 and 2014 |  | Non-Lead - Plastic | Between 1989 and 2014 |  | Non-Lead | No | No |  | Single Family Residence | No | No | No | Tier 5
15920677 | 215 | Evening Star | Kyle | 78640 | Woodlands Park Subdivision | 29.9604 | -97.848 | Non-Lead - Copper | No | Between 1989 and 2014 |  | Non-Lead - Plastic | Between 1989 and 2014 |  | Non-Lead | No | No |  | Single Family Residence | No | No | No | Tier 5
10451335 | 222 | Evening Star | Kyle | 78640 | Woodlands Park Subdivision | 29.9606 | -97.8478 | Non-Lead - Plastic | No | Between 1989 and 2014 |  | Non-Lead - Plastic | Between 1989 and 2014 |  | Non-Lead | No | No |  | Single Family Residence | No | No | No | Tier 5
16238546 | 232 | Evening Star | Kyle | 78640 | Woodlands Park Subdivision | 29.9606 | -97.848 | Non-Lead - Copper | No | Between 1989 and 2014 |  | Non-Lead - Plastic | Between 1989 and 2014 |  | Non-Lead | No | No |  | Single Family Residence | No | No | No | Tier 5
12093779 | 237 | Evening Star | Kyle | 78640 | Woodlands Park Subdivision | 29.9604 | -97.8483 | Non-Lead - Copper | No | Between 1989 and 2014 |  | Non-Lead - Plastic | Between 1989 and 2014 |  | Non-Lead | No | No |  | Single Family Residence | No | No | No | Tier 5
10864332 | 244 | Evening Star | Kyle | 78640 | Woodlands Park Subdivision | 29.9606 | -97.8482 | Non-Lead - Copper | No | Between 1989 and 2014 |  | Non-Lead - Plastic | Between 1989 and 2014 |  | Non-Lead | No | No |  | Single Family Residence | No | No | No | Tier 5
12494859 | 249 | Evening Star | Kyle | 78640 | Woodlands Park Subdivision | 29.9603 | -97.8485 | Non-Lead - Copper | No | Between 1989 and 2014 |  | Non-Lead - Plastic | Between 1989 and 2014 |  | Non-Lead | No | No |  | Single Family Residence | No | No | No | Tier 5
16239215 | 254 | Evening Star | Kyle | 78640 | Woodlands Park Subdivision | 29.9605 | -97.8484 | Non-Lead - Copper | No | Between 1989 and 2014 |  | Non-Lead - Plastic | Between 1989 and 2014 |  | Non-Lead | No | No |  | Single Family Residence | No | No | No | Tier 5
12523516 | 266 | Evening Star | Kyle | 78640 | Woodlands Park Subdivision | 29.9604 | -97.8486 | Non-Lead - Copper | No | Between 1989 and 2014 |  | Non-Lead - Plastic | Between 1989 and 2014 |  | Non-Lead | No | No |  | Single Family Residence | No | No | No | Tier 5
12524218 | 271 | Evening Star | Kyle | 78640 | Woodlands Park Subdivision | 29.9601 | -97.8487 | Non-Lead - Copper | No | Between 1989 and 2014 |  | Non-Lead - Plastic | Between 1989 and 2014 |  | Non-Lead | No | No |  | Single Family Residence | No | No | No | Tier 5
12864586 | 276 | Evening Star | Kyle | 78640 | Woodlands Park Subdivision | 29.9603 | -97.8488 | Non-Lead - Copper | No | Between 1989 and 2014 |  | Non-Lead - Plastic | Between 1989 and 2014 |  | Non-Lead | No | No |  | Single Family Residence | No | No | No | Tier 5
12499665 | 281 | Evening Star | Kyle | 78640 | Woodlands Park Subdivision | 29.96 | -97.8488 | Non-Lead - Copper | No | Between 1989 and 2014 |  | Non-Lead - Plastic | Between 1989 and 2014 |  | Non-Lead | No | No |  | Single Family Residence | No | No | No | Tier 5
12527409 | 288 | Evening Star | Kyle | 78640 | Woodlands Park Subdivision | 29.9602 | -97.8489 | Non-Lead - Copper | No | Between 1989 and 2014 |  | Non-Lead - Plastic | Between 1989 and 2014 |  | Non-Lead | No | No |  | Single Family Residence | No | No | No | Tier 5
12556867 | 293 | Evening Star | Kyle | 78640 | Woodlands Park Subdivision | 29.9599 | -97.849 | Non-Lead - Copper | No | Between 1989 and 2014 |  | Non-Lead - Plastic | Between 1989 and 2014 |  | Non-Lead | No | No |  | Single Family Residence | No | No | No | Tier 5
13323919 | 298 | Evening Star | Kyle | 78640 | Woodlands Park Subdivision | 29.96 | -97.8491 | Non-Lead - Copper | No | Between 1989 and 2014 |  | Non-Lead - Plastic | Between 1989 and 2014 |  | Non-Lead | No | No |  | Single Family Residence | No | No | No | Tier 5
12485650 | 303 | Evening Star | Kyle | 78640 | Woodlands Park Subdivision | 29.9598 | -97.8491 | Non-Lead - Copper | No | Between 1989 and 2014 |  | Non-Lead - Plastic | Between 1989 and 2014 |  | Non-Lead | No | No |  | Single Family Residence | No | No | No | Tier 5
10031960 | 310 | Evening Star | Kyle | 78640 | Woodlands Park Subdivision | 29.9599 | -97.8493 | Non-Lead - Copper | No | Between 1989 and 2014 |  | Non-Lead - Plastic | Between 1989 and 2014 |  | Non-Lead | No | No |  | Single Family Residence | No | No | No | Tier 5
13315333 | 320 | Evening Star | Kyle | 78640 | Woodlands Park Subdivision | 29.9596 | -97.8496 | Non-Lead - Copper | No | Between 1989 and 2014 |  | Non-Lead - Plastic | Between 1989 and 2014 |  | Non-Lead | No | No |  | Single Family Residence | No | No | No | Tier 5
10325027 | 329 | Evening Star | Kyle | 78640 | Woodlands Park Subdivision | 29.9594 | -97.8495 | Non-Lead - Copper | No | Between 1989 and 2014 |  | Non-Lead - Plastic | Between 1989 and 2014 |  | Non-Lead | No | No |  | Single Family Residence | No | No | No | Tier 5
10125015 | 332 | Evening Star | Kyle | 78640 | Woodlands Park Subdivision | 29.9595 | -97.8497 | Non-Lead - Plastic | No | Between 1989 and 2014 |  | Non-Lead - Plastic | Between 1989 and 2014 |  | Non-Lead | No | No |  | Single Family Residence | No | No | No | Tier 5
10325358 | 343 | Evening Star | Kyle | 78640 | Woodlands Park Subdivision | 29.9593 | -97.8497 | Non-Lead - Plastic | No | Between 1989 and 2014 |  | Non-Lead - Plastic | Between 1989 and 2014 |  | Non-Lead | No | No |  | Single Family Residence | No | No | No | Tier 5
10126467 | 344 | Evening Star | Kyle | 78640 | Woodlands Park Subdivision | 29.9594 | -97.8498 | Non-Lead - Plastic | No | Between 1989 and 2014 |  | Non-Lead - Plastic | Between 1989 and 2014 |  | Non-Lead | No | No |  | Single Family Residence | No | No | No | Tier 5
10290519 | 355 | Evening Star | Kyle | 78640 | Woodlands Park Subdivision | 29.9591 | -97.8498 | Non-Lead - Plastic | No | Between 1989 and 2014 |  | Non-Lead - Plastic | Between 1989 and 2014 |  | Non-Lead | No | No |  | Single Family Residence | No | No | No | Tier 5
10129611 | 358 | Evening Star | Kyle | 78640 | Woodlands Park Subdivision | 29.9592 | -97.85 | Non-Lead - Plastic | No | Between 1989 and 2014 |  | Non-Lead - Plastic | Between 1989 and 2014 |  | Non-Lead | No | No |  | Single Family Residence | No | No | No | Tier 5
15927358 | 367 | Evening Star | Kyle | 78640 | Woodlands Park Subdivision/ 10297892 | 29.959 | -97.85 | Non-Lead - Plastic | No | Between 1989 and 2014 |  | Non-Lead - Plastic | Between 1989 and 2014 |  | Non-Lead | No | No |  | Single Family Residence | No | No | No | Tier 5
10090991 | 370 | Evening Star | Kyle | 78640 | Woodlands Park Subdivision | 29.9591 | -97.8501 | Non-Lead - Plastic | No | Between 1989 and 2014 |  | Non-Lead - Plastic | Between 1989 and 2014 |  | Non-Lead | No | No |  | Single Family Residence | No | No | No | Tier 5
10326779 | 381 | Evening Star | Kyle | 78640 | Woodlands Park Subdivision | 29.9589 | -97.8501 | Non-Lead - Plastic | No | Between 1989 and 2014 |  | Non-Lead - Plastic | Between 1989 and 2014 |  | Non-Lead | No | No |  | Single Family Residence | No | No | No | Tier 5
10298959 | 395 | Evening Star | Kyle | 78640 | Woodlands Park Subdivision | 29.9587 | -97.8503 | Non-Lead - Plastic | No | Between 1989 and 2014 |  | Non-Lead - Plastic | Between 1989 and 2014 |  | Non-Lead | No | No |  | Single Family Residence | No | No | No | Tier 5
3520932 | 396 | Evening Star | Kyle | 78640 | Woodlands Park Subdivision/ 10154191 | 29.9588 | -97.8504 | Non-Lead - Plastic | No | Between 1989 and 2014 |  | Non-Lead - Plastic | Between 1989 and 2014 |  | Non-Lead | No | No |  | Single Family Residence | No | No | No | Tier 5
10297434 | 407 | Evening Star | Kyle | 78640 | Woodlands Park Subdivision | 29.9586 | -97.8504 | Non-Lead - Plastic | No | Between 1989 and 2014 |  | Non-Lead - Plastic | Between 1989 and 2014 |  | Non-Lead | No | No |  | Single Family Residence | No | No | No | Tier 5
10164658 | 410 | Evening Star | Kyle | 78640 | Woodlands Park Subdivision | 29.9587 | -97.8506 | Non-Lead - Plastic | No | Between 1989 and 2014 |  | Non-Lead - Plastic | Between 1989 and 2014 |  | Non-Lead | No | No |  | Single Family Residence | No | No | No | Tier 5
10231547 | 421 | Evening Star | Kyle | 78640 | Woodlands Park Subdivision | 29.9585 | -97.8506 | Non-Lead - Plastic | No | Between 1989 and 2014 |  | Non-Lead - Plastic | Between 1989 and 2014 |  | Non-Lead | No | No |  | Single Family Residence | No | No | No | Tier 5
13430203 | 426 | Evening Star | Kyle | 78640 | Woodlands Park Subdivision | 29.9585 | -97.8508 | Non-Lead - Plastic | No | Between 1989 and 2014 |  | Non-Lead - Plastic | Between 1989 and 2014 |  | Non-Lead | No | No |  | Single Family Residence | No | No | No | Tier 5
10284839 | 433 | Evening Star | Kyle | 78640 | Woodlands Park Subdivision | 29.9583 | -97.8507 | Non-Lead - Plastic | No | Between 1989 and 2014 |  | Non-Lead - Plastic | Between 1989 and 2014 |  | Non-Lead | No | No |  | Single Family Residence | No | No | No | Tier 5
13448974 | 440 | Evening Star | Kyle | 78640 | Woodlands Park Subdivision | 29.9584 | -97.8509 | Non-Lead - Plastic | No | Between 1989 and 2014 |  | Non-Lead - Plastic | Between 1989 and 2014 |  | Non-Lead | No | No |  | Single Family Residence | No | No | No | Tier 5
10212447 | 445 | Evening Star | Kyle | 78640 | Woodlands Park Subdivision | 29.9582 | -97.8509 | Non-Lead - Plastic | No | Between 1989 and 2014 |  | Non-Lead - Plastic | Between 1989 and 2014 |  | Non-Lead | No | No |  | Single Family Residence | No | No | No | Tier 5
15512202 | 452 | Evening Star | Kyle | 78640 | Woodlands Park Subdivision | 29.9582 | -97.8511 | Non-Lead - Plastic | No | Between 1989 and 2014 |  | Non-Lead - Plastic | Between 1989 and 2014 |  | Non-Lead | No | No |  | Single Family Residence | No | No | No | Tier 5
10150617 | 457 | Evening Star | Kyle | 78640 | Woodlands Park Subdivision | 29.9581 | -97.851 | Non-Lead - Plastic | No | Between 1989 and 2014 |  | Non-Lead - Plastic | Between 1989 and 2014 |  | Non-Lead | No | No |  | Single Family Residence | No | No | No | Tier 5
10446843 | 464 | Evening Star | Kyle | 78640 | Woodlands Park Subdivision | 29.9581 | -97.8512 | Non-Lead - Plastic | No | Between 1989 and 2014 |  | Non-Lead - Plastic | Between 1989 and 2014 |  | Non-Lead | No | No |  | Single Family Residence | No | No | No | Tier 5
12084339 | 469 | Evening Star | Kyle | 78640 | Woodlands Park Subdivision | 29.9579 | -97.8511 | Non-Lead - Plastic | No | Between 1989 and 2014 |  | Non-Lead - Plastic | Between 1989 and 2014 |  | Non-Lead | No | No |  | Single Family Residence | No | No | No | Tier 5
10204877 | 478 | Evening Star | Kyle | 78640 | Woodlands Park Subdivision | 29.958 | -97.8514 | Non-Lead - Plastic | No | Between 1989 and 2014 |  | Non-Lead - Plastic | Between 1989 and 2014 |  | Non-Lead | No | No |  | Single Family Residence | No | No | No | Tier 5
10195432 | 481 | Evening Star | Kyle | 78640 | Woodlands Park Subdivision | 29.9578 | -97.8513 | Non-Lead - Plastic | No | Between 1989 and 2014 |  | Non-Lead - Plastic | Between 1989 and 2014 |  | Non-Lead | No | No |  | Single Family Residence | No | No | No | Tier 5
12096698 | 492 | Evening Star | Kyle | 78640 | Woodlands Park Subdivision | 29.9578 | -97.8515 | Non-Lead - Plastic | No | Between 1989 and 2014 |  | Non-Lead - Plastic | Between 1989 and 2014 |  | Non-Lead | No | No |  | Single Family Residence | No | No | No | Tier 5
12082487 | 493 | Evening Star | Kyle | 78640 | Woodlands Park Subdivision | 29.9577 | -97.8514 | Non-Lead - Plastic | No | Between 1989 and 2014 |  | Non-Lead - Plastic | Between 1989 and 2014 |  | Non-Lead | No | No |  | Single Family Residence | No | No | No | Tier 5
10291469 | 504 | Evening Star | Kyle | 78640 | Woodlands Park Subdivision | 29.9577 | -97.8517 | Non-Lead - Plastic | No | Between 1989 and 2014 |  | Non-Lead - Plastic | Between 1989 and 2014 |  | Non-Lead | No | No |  | Single Family Residence | No | No | No | Tier 5
15910775 | 505 | Evening Star | Kyle | 78640 | Woodlands Park Subdivision/ 7910419 | 29.9576 | -97.8515 | Non-Lead - Plastic | No | Between 1989 and 2014 |  | Non-Lead - Plastic | Between 1989 and 2014 |  | Non-Lead | No | No |  | Single Family Residence | No | No | No | Tier 5
10195502 | 517 | Evening Star | Kyle | 78640 | Woodlands Park Subdivision | 29.9574 | -97.8517 | Non-Lead - Plastic | No | Between 1989 and 2014 |  | Non-Lead - Plastic | Between 1989 and 2014 |  | Non-Lead | No | No |  | Single Family Residence | No | No | No | Tier 5
10262977 | 518 | Evening Star | Kyle | 78640 | Woodlands Park Subdivision | 29.9576 | -97.8518 | Non-Lead - Plastic | No | Between 1989 and 2014 |  | Non-Lead - Plastic | Between 1989 and 2014 |  | Non-Lead | No | No |  | Single Family Residence | No | No | No | Tier 5
10016131 | 529 | Evening Star | Kyle | 78640 | Woodlands Park Subdivision | 29.9576 | -97.8518 | Non-Lead - Plastic | No | Between 1989 and 2014 |  | Non-Lead - Plastic | Between 1989 and 2014 |  | Non-Lead | No | No |  | Single Family Residence | No | No | No | Tier 5
10209828 | 530 | Evening Star | Kyle | 78640 | Woodlands Park Subdivision | 29.9574 | -97.852 | Non-Lead - Plastic | No | Between 1989 and 2014 |  | Non-Lead - Plastic | Between 1989 and 2014 |  | Non-Lead | No | No |  | Single Family Residence | No | No | No | Tier 5
10721874 | 558 | Evening Star | Kyle | 78640 | Woodlands Park Subdivision | 31.4452 | -97.4575 | Non-Lead - Plastic | No | Between 1989 and 2014 |  | Non-Lead - Plastic | Between 1989 and 2014 |  | Non-Lead | No | No |  | Single Family Residence | No | No | No | Tier 5
12408775 | 572 | Evening Star | Kyle | 78640 | Woodlands Park Subdivision | 29.9572 | -97.8522 | Non-Lead - Plastic | No | Between 1989 and 2014 |  | Non-Lead - Plastic | After 2014 |  | Non-Lead | No | No |  | Single Family Residence | No | No | No | Tier 5
12403706 | 586 | Evening Star | Kyle | 78640 | Woodlands Park Subdivision | 29.9571 | -97.8523 | Non-Lead - Plastic | No | Between 1989 and 2014 |  | Non-Lead - Plastic | After 2014 |  | Non-Lead | No | No |  | Single Family Residence | No | No | No | Tier 5
12401229 | 600 | Evening Star | Kyle | 78640 | Woodlands Park Subdivision | 29.957 | -97.8524 | Non-Lead - Plastic | No | Between 1989 and 2014 |  | Non-Lead - Plastic | Between 1989 and 2014 |  | Non-Lead | No | No |  | Single Family Residence | No | No | No | Tier 5
12406476 | 614 | Evening Star | Kyle | 78640 | Woodlands Park Subdivision | 29.9569 | -97.8525 | Non-Lead - Plastic | No | Between 1989 and 2014 |  | Non-Lead - Plastic | After 2014 |  | Non-Lead | No | No |  | Single Family Residence | No | No | No | Tier 5
12461314 | 615 | Evening Star | Kyle | 78640 | Woodlands Park Subdivision | 29.957 | -97.8521 | Non-Lead - Plastic | No | Between 1989 and 2014 |  | Non-Lead - Plastic | After 2014 |  | Non-Lead | No | No |  | Single Family Residence | No | No | No | Tier 5
12471383 | 627 | Evening Star | Kyle | 78640 | Woodlands Park Subdivision | 29.9569 | -97.8523 | Non-Lead - Plastic | No | Between 1989 and 2014 |  | Non-Lead - Plastic | After 2014 |  | Non-Lead | No | No |  | Single Family Residence | No | No | No | Tier 5
12406722 | 628 | Evening Star | Kyle | 78640 | Woodlands Park Subdivision | 29.9567 | -97.8528 | Non-Lead - Plastic | No | Between 1989 and 2014 |  | Non-Lead - Plastic | After 2014 |  | Non-Lead | No | No |  | Single Family Residence | No | No | No | Tier 5
12483817 | 639 | Evening Star | Kyle | 78640 | Woodlands Park Subdivision | 29.9568 | -97.8524 | Non-Lead - Plastic | No | Between 1989 and 2014 |  | Non-Lead - Plastic | After 2014 |  | Non-Lead | No | No |  | Single Family Residence | No | No | No | Tier 5
12401559 | 642 | Evening Star | Kyle | 78640 | Woodlands Park Subdivision | 29.9566 | -97.8529 | Non-Lead - Plastic | No | Between 1989 and 2014 |  | Non-Lead - Plastic | After 2014 |  | Non-Lead | No | No |  | Single Family Residence | No | No | No | Tier 5
12471895 | 651 | Evening Star | Kyle | 78640 | Woodlands Park Subdivision | 29.9566 | -97.8527 | Non-Lead - Plastic | No | Between 1989 and 2014 |  | Non-Lead - Plastic | After 2014 |  | Non-Lead | No | No |  | Single Family Residence | No | No | No | Tier 5
13516059 | 656 | Evening Star | Kyle | 78640 | Woodlands Park Subdivision | 29.9564 | -97.8531 | Non-Lead - Plastic | No | Between 1989 and 2014 |  | Non-Lead - Plastic | After 2014 |  | Non-Lead | No | No |  | Single Family Residence | No | No | No | Tier 5
12410703 | 663 | Evening Star | Kyle | 78640 | Woodlands Park Subdivision | 29.9564 | -97.8528 | Non-Lead - Plastic | No | Between 1989 and 2014 |  | Non-Lead - Plastic | After 2014 |  | Non-Lead | No | No |  | Single Family Residence | No | No | No | Tier 5
13513526 | 670 | Evening Star | Kyle | 78640 | Woodlands Park Subdivision | 29.9563 | -97.8532 | Non-Lead - Plastic | No | Between 1989 and 2014 |  | Non-Lead - Plastic | After 2014 |  | Non-Lead | No | No |  | Single Family Residence | No | No | No | Tier 5
12411532 | 675 | Evening Star | Kyle | 78640 | Woodlands Park Subdivision | 29.9563 | -97.8529 | Non-Lead - Plastic | No | Between 1989 and 2014 |  | Non-Lead - Plastic | After 2014 |  | Non-Lead | No | No |  | Single Family Residence | No | No | No | Tier 5
13528736 | 684 | Evening Star | Kyle | 78640 | Woodlands Park Subdivision | 29.9562 | -97.8533 | Non-Lead - Plastic | No | Between 1989 and 2014 |  | Non-Lead - Plastic | After 2014 |  | Non-Lead | No | No |  | Single Family Residence | No | No | No | Tier 5
12409451 | 687 | Evening Star | Kyle | 78640 | Woodlands Park Subdivision | 29.9562 | -97.8531 | Non-Lead - Plastic | No | Between 1989 and 2014 |  | Non-Lead - Plastic | After 2014 |  | Non-Lead | No | No |  | Single Family Residence | No | No | No | Tier 5
13514262 | 698 | Evening Star | Kyle | 78640 | Woodlands Park Subdivision | 29.9561 | -97.8535 | Non-Lead - Plastic | No | Between 1989 and 2014 |  | Non-Lead - Plastic | After 2014 |  | Non-Lead | No | No |  | Single Family Residence | No | No | No | Tier 5
12350027 | 699 | Evening Star | Kyle | 78640 | Woodlands Park Subdivision | 29.9561 | -97.8532 | Non-Lead - Plastic | No | Between 1989 and 2014 |  | Non-Lead - Plastic | After 2014 |  | Non-Lead | No | No |  | Single Family Residence | No | No | No | Tier 5
12349195 | 711 | Evening Star | Kyle | 78640 | Woodlands Park Subdivision | 29.9559 | -97.8533 | Non-Lead - Plastic | No | Between 1989 and 2014 |  | Non-Lead - Plastic | After 2014 |  | Non-Lead | No | No |  | Single Family Residence | No | No | No | Tier 5
12858071 | 712 | Evening Star | Kyle | 78640 | Woodlands Park Subdivision | 29.9559 | -97.8536 | Non-Lead - Plastic | No | Between 1989 and 2014 |  | Non-Lead - Plastic | After 2014 |  | Non-Lead | No | No |  | Single Family Residence | No | No | No | Tier 5
12358299 | 723 | Evening Star | Kyle | 78640 | Woodlands Park Subdivision | 29.9558 | -97.8535 | Non-Lead - Plastic | No | Between 1989 and 2014 |  | Non-Lead - Plastic | After 2014 |  | Non-Lead | No | No |  | Single Family Residence | No | No | No | Tier 5
16591434 | 726 | Evening Star | Kyle | 78640 | Woodlands Park Subdivision | 29.9558 | -97.8538 | Non-Lead - Plastic | No | Between 1989 and 2014 |  | Non-Lead - Plastic | After 2014 |  | Non-Lead | No | No |  | Single Family Residence | No | No | No | Tier 5
12351119 | 735 | Evening Star | Kyle | 78640 | Woodlands Park Subdivision | 29.9557 | -97.8536 | Non-Lead - Plastic | No | Between 1989 and 2014 |  | Non-Lead - Plastic | After 2014 |  | Non-Lead | No | No |  | Single Family Residence | No | No | No | Tier 5
13549766 | 740 | Evening Star | Kyle | 78640 | Woodlands Park Subdivision | 29.9557 | -97.8539 | Non-Lead - Plastic | No | Between 1989 and 2014 |  | Non-Lead - Plastic | After 2014 |  | Non-Lead | No | No |  | Single Family Residence | No | No | No | Tier 5
12350655 | 747 | Evening Star | Kyle | 78640 | Woodlands Park Subdivision | 29.9556 | -97.8538 | Non-Lead - Plastic | No | Between 1989 and 2014 |  | Non-Lead - Plastic | After 2014 |  | Non-Lead | No | No |  | Single Family Residence | No | No | No | Tier 5
13562601 | 754 | Evening Star | Kyle | 78640 | Woodlands Park Subdivision | 29.9556 | -97.854 | Non-Lead - Plastic | No | Between 1989 and 2014 |  | Non-Lead - Plastic | After 2014 |  | Non-Lead | No | No |  | Single Family Residence | No | No | No | Tier 5
10125334 | 1143 | Star Meadow | Kyle | 78640 | Woodlands Park Subdivision | 29.9587 | -97.8471 | Non-Lead - Copper | No | Between 1989 and 2014 |  | Non-Lead - Plastic | Between 1989 and 2014 |  | Non-Lead | No | No |  | Single Family Residence | No | No | No | Tier 5
12253167 | 1144 | Star Meadow | Kyle | 78640 | Woodlands Park Subdivision | 29.9588 | -97.847 | Non-Lead - Copper | No | Between 1989 and 2014 |  | Non-Lead - Plastic | Between 1989 and 2014 |  | Non-Lead | No | No |  | Single Family Residence | No | No | No | Tier 5
12505144 | 1155 | Star Meadow | Kyle | 78640 | Woodlands Park Subdivision | 29.9588 | -97.8472 | Non-Lead - Copper | No | Between 1989 and 2014 |  | Non-Lead - Plastic | Between 1989 and 2014 |  | Non-Lead | No | No |  | Single Family Residence | No | No | No | Tier 5
13138301 | 1156 | Star Meadow | Kyle | 78640 | Woodlands Park Subdivision | 29.9589 | -97.8471 | Non-Lead - Copper | No | Between 1989 and 2014 |  | Non-Lead - Plastic | Between 1989 and 2014 |  | Non-Lead | No | No |  | Single Family Residence | No | No | No | Tier 5
12256280 | 1165 | Star Meadow | Kyle | 78640 | Woodlands Park Subdivision | 29.9588 | -97.8472 | Non-Lead - Copper | No | Between 1989 and 2014 |  | Non-Lead - Plastic | Between 1989 and 2014 |  | Non-Lead | No | No |  | Single Family Residence | No | No | No | Tier 5
809934 | 1166 | Star Meadow | Kyle | 78640 | Woodlands Park Subdivision | 29.9589 | -97.8471 | Non-Lead - Plastic | No | Between 1989 and 2014 |  | Non-Lead - Plastic | Between 1989 and 2014 |  | Non-Lead | No | No |  | Single Family Residence | No | No | No | Tier 5
12668267 | 1177 | Star Meadow | Kyle | 78640 | Woodlands Park Subdivision | 29.9589 | -97.8473 | Non-Lead - Copper | No | Between 1989 and 2014 |  | Non-Lead - Plastic | Between 1989 and 2014 |  | Non-Lead | No | No |  | Single Family Residence | No | No | No | Tier 5
13276950 | 1178 | Star Meadow | Kyle | 78640 | Woodlands Park Subdivision | 29.959 | -97.8472 | Non-Lead - Plastic | No | Between 1989 and 2014 |  | Non-Lead - Plastic | Between 1989 and 2014 |  | Non-Lead | No | No |  | Single Family Residence | No | No | No | Tier 5
13291394 | 1187 | Star Meadow | Kyle | 78640 | Woodlands Park Subdivision | 29.959 | -97.8474 | Non-Lead - Copper | No | Between 1989 and 2014 |  | Non-Lead - Plastic | Between 1989 and 2014 |  | Non-Lead | No | No |  | Single Family Residence | No | No | No | Tier 5
10770015 | 1188 | Star Meadow | Kyle | 78640 | Woodlands Park Subdivision | 29.9585 | -97.8468 | Non-Lead - Plastic | No | Between 1989 and 2014 |  | Non-Lead - Plastic | Between 1989 and 2014 |  | Non-Lead | No | No |  | Single Family Residence | No | No | No | Tier 5
13265845 | 1199 | Star Meadow | Kyle | 78640 | Woodlands Park Subdivision | 29.9591 | -97.8476 | Non-Lead - Copper | No | Between 1989 and 2014 |  | Non-Lead - Plastic | Between 1989 and 2014 |  | Non-Lead | No | No |  | Single Family Residence | No | No | No | Tier 5
15540585 | 1200 | Star Meadow | Kyle | 78640 | Woodlands Park Subdivision | 29.9593 | -97.8475 | Non-Lead - Plastic | No | Between 1989 and 2014 |  | Non-Lead - Plastic | Between 1989 and 2014 |  | Non-Lead | No | No |  | Single Family Residence | No | No | No | Tier 5
16243425 | 1209 | Star Meadow | Kyle | 78640 | Woodlands Park Subdivision | 29.9592 | -97.8477 | Non-Lead - Copper | No | Between 1989 and 2014 |  | Non-Lead - Plastic | Between 1989 and 2014 |  | Non-Lead | No | No |  | Single Family Residence | No | No | No | Tier 5
13456054 | 1210 | Star Meadow | Kyle | 78640 | Woodlands Park Subdivision | 29.9594 | -97.8477 | Non-Lead - Plastic | No | Between 1989 and 2014 |  | Non-Lead - Plastic | Between 1989 and 2014 |  | Non-Lead | No | No |  | Single Family Residence | No | No | No | Tier 5
12476331 | 1221 | Star Meadow | Kyle | 78640 | Woodlands Park Subdivision | 29.9593 | -97.8478 | Non-Lead - Copper | No | Between 1989 and 2014 |  | Non-Lead - Plastic | Between 1989 and 2014 |  | Non-Lead | No | No |  | Single Family Residence | No | No | No | Tier 5
16241177 | 1222 | Star Meadow | Kyle | 78640 | Woodlands Park Subdivision | 29.9596 | -97.8478 | Non-Lead - Plastic | No | Between 1989 and 2014 |  | Non-Lead - Plastic | Between 1989 and 2014 |  | Non-Lead | No | No |  | Single Family Residence | No | No | No | Tier 5
9540979 | 1232 | Star Meadow | Kyle | 78640 | Woodlands Park Subdivision | 29.9597 | -97.848 | Non-Lead - Copper | No | Between 1989 and 2014 |  | Non-Lead - Plastic | Between 1989 and 2014 |  | Non-Lead | No | No |  | Single Family Residence | No | No | No | Tier 5
12558337 | 1242 | Star Meadow | Kyle | 78640 | Woodlands Park Subdivision | 29.9596 | -97.8483 | Non-Lead - Copper | No | Between 1989 and 2014 |  | Non-Lead - Plastic | Between 1989 and 2014 |  | Non-Lead | No | No |  | Single Family Residence | No | No | No | Tier 5
12533536 | 1254 | Star Meadow | Kyle | 78640 | Woodlands Park Subdivision | 29.9595 | -97.8484 | Non-Lead - Copper | No | Between 1989 and 2014 |  | Non-Lead - Plastic | Between 1989 and 2014 |  | Non-Lead | No | No |  | Single Family Residence | No | No | No | Tier 5
10128271 | 1266 | Star Meadow | Kyle | 78640 | Woodlands Park Subdivision | 29.9593 | -97.8486 | Non-Lead - Plastic | No | Between 1989 and 2014 |  | Non-Lead - Plastic | Between 1989 and 2014 |  | Non-Lead | No | No |  | Single Family Residence | No | No | No | Tier 5
12540339 | 1276 | Star Meadow | Kyle | 78640 | Woodlands Park Subdivision | 29.9592 | -97.8487 | Non-Lead - Plastic | No | Between 1989 and 2014 |  | Non-Lead - Plastic | Between 1989 and 2014 |  | Non-Lead | No | No |  | Single Family Residence | No | No | No | Tier 5
12562035 | 1288 | Star Meadow | Kyle | 78640 | Woodlands Park Subdivision | 29.9592 | -97.8488 | Non-Lead - Copper | No | Between 1989 and 2014 |  | Non-Lead - Plastic | Between 1989 and 2014 |  | Non-Lead | No | No |  | Single Family Residence | No | No | No | Tier 5
10270884 | 1314 | Star Meadow | Kyle | 78640 | Woodlands Park Subdivision | 29.959 | -97.8489 | Non-Lead - Copper | No | Between 1989 and 2014 |  | Non-Lead - Plastic | Between 1989 and 2014 |  | Non-Lead | No | No |  | Single Family Residence | No | No | No | Tier 5
15784460 | 1326 | Star Meadow | Kyle | 78640 | Woodlands Park Subdivision | 29.959 | -97.849 | Non-Lead - Copper | No | Between 1989 and 2014 |  | Non-Lead - Plastic | Between 1989 and 2014 |  | Non-Lead | No | No |  | Single Family Residence | No | No | No | Tier 5
12892618 | 1338 | Star Meadow | Kyle | 78640 | Woodlands Park Subdivision | 29.9589 | -97.8491 | Non-Lead - Copper | No | Between 1989 and 2014 |  | Non-Lead - Plastic | Between 1989 and 2014 |  | Non-Lead | No | No |  | Single Family Residence | No | No | No | Tier 5
16236349 | 1352 | Star Meadow | Kyle | 78640 | Woodlands Park Subdivision | 29.9589 | -97.8491 | Non-Lead - Copper | No | Between 1989 and 2014 |  | Non-Lead - Plastic | Between 1989 and 2014 |  | Non-Lead | No | No |  | Single Family Residence | No | No | No | Tier 5
10210463 | 1364 | Star Meadow | Kyle | 78640 | Woodlands Park Subdivision | 29.9586 | -97.8497 | Non-Lead - Plastic | No | Between 1989 and 2014 |  | Non-Lead - Plastic | Between 1989 and 2014 |  | Non-Lead | No | No |  | Single Family Residence | No | No | No | Tier 5
10211412 | 1367 | Star Meadow | Kyle | 78640 | Woodlands Park Subdivision | 29.9583 | -97.8493 | Non-Lead - Plastic | No | Between 1989 and 2014 |  | Non-Lead - Plastic | Between 1989 and 2014 |  | Non-Lead | No | No |  | Single Family Residence | No | No | No | Tier 5
13459893 | 1378 | Star Meadow | Kyle | 78640 | Woodlands Park Subdivision | 29.9587 | -97.8493 | Non-Lead - Plastic | No | Between 1989 and 2014 |  | Non-Lead - Plastic | Between 1989 and 2014 |  | Non-Lead | No | No |  | Single Family Residence | No | No | No | Tier 5
7992492 | 1381 | Star Meadow | Kyle | 78640 | Woodlands Park Subdivision | 29.9587 | -97.8493 | Non-Lead - Plastic | No | Between 1989 and 2014 |  | Non-Lead - Plastic | Between 1989 and 2014 |  | Non-Lead | No | No |  | Single Family Residence | No | No | No | Tier 5
10128297 | 1390 | Star Meadow | Kyle | 78640 | Woodlands Park Subdivision | 29.9583 | -97.85 | Non-Lead - Plastic | No | Between 1989 and 2014 |  | Non-Lead - Plastic | Between 1989 and 2014 |  | Non-Lead | No | No |  | Single Family Residence | No | No | No | Tier 5
7984636 | 1393 | Star Meadow | Kyle | 78640 | Woodlands Park Subdivision | 29.9587 | -97.8493 | Non-Lead - Plastic | No | Between 1989 and 2014 |  | Non-Lead - Plastic | Between 1989 and 2014 |  | Non-Lead | No | No |  | Single Family Residence | No | No | No | Tier 5
10055866 | 1402 | Star Meadow | Kyle | 78640 | Woodlands Park Subdivision | 29.9582 | -97.8501 | Non-Lead - Plastic | No | Between 1989 and 2014 |  | Non-Lead - Plastic | Between 1989 and 2014 |  | Non-Lead | No | No |  | Single Family Residence | No | No | No | Tier 5
3803649 | 1407 | Star Meadow | Kyle | 78640 | Woodlands Park Subdivision/ 10020312 | 29.9578 | -97.8497 | Non-Lead - Plastic | No | Between 1989 and 2014 |  | Non-Lead - Plastic | Between 1989 and 2014 |  | Non-Lead | No | No |  | Single Family Residence | No | No | No | Tier 5
10077844 | 1414 | Star Meadow | Kyle | 78640 | Woodlands Park Subdivision | 29.9581 | -97.8502 | Non-Lead - Plastic | No | Between 1989 and 2014 |  | Non-Lead - Plastic | Between 1989 and 2014 |  | Non-Lead | No | No |  | Single Family Residence | No | No | No | Tier 5
7991634 | 1419 | Star Meadow | Kyle | 78640 | Woodlands Park Subdivision | 29.9577 | -97.8499 | Non-Lead - Plastic | No | Between 1989 and 2014 |  | Non-Lead - Plastic | Between 1989 and 2014 |  | Non-Lead | No | No |  | Single Family Residence | No | No | No | Tier 5
10071700 | 1428 | Star Meadow | Kyle | 78640 | Woodlands Park Subdivision | 29.9579 | -97.8504 | Non-Lead - Plastic | No | Between 1989 and 2014 |  | Non-Lead - Plastic | Between 1989 and 2014 |  | Non-Lead | No | No |  | Single Family Residence | No | No | No | Tier 5
9547040 | 1429 | Star Meadow | Kyle | 78640 | Woodlands Park Subdivision | 29.9576 | -97.85 | Non-Lead - Plastic | No | Between 1989 and 2014 |  | Non-Lead - Plastic | Between 1989 and 2014 |  | Non-Lead | No | No |  | Single Family Residence | No | No | No | Tier 5
10076991 | 1440 | Star Meadow | Kyle | 78640 | Woodlands Park Subdivision | 29.9578 | -97.8505 | Non-Lead - Plastic | No | Between 1989 and 2014 |  | Non-Lead - Plastic | Between 1989 and 2014 |  | Non-Lead | No | No |  | Single Family Residence | No | No | No | Tier 5
7986877 | 1441 | Star Meadow | Kyle | 78640 | Woodlands Park Subdivision | 29.9575 | -97.8502 | Non-Lead - Plastic | No | Between 1989 and 2014 |  | Non-Lead - Plastic | Between 1989 and 2014 |  | Non-Lead | No | No |  | Single Family Residence | No | No | No | Tier 5
15630545 | 1452 | Star Meadow | Kyle | 78640 | Woodlands Park Subdivision/ 10171970 | 29.9577 | -97.8507 | Non-Lead - Plastic | No | Between 1989 and 2014 |  | Non-Lead - Plastic | Between 1989 and 2014 |  | Non-Lead | No | No |  | Single Family Residence | No | No | No | Tier 5
9296279 | 1453 | Star Meadow | Kyle | 78640 | Woodlands Park Subdivision | 29.9573 | -97.8503 | Non-Lead - Plastic | No | Between 1989 and 2014 |  | Non-Lead - Plastic | Between 1989 and 2014 |  | Non-Lead | No | No |  | Single Family Residence | No | No | No | Tier 5
10171726 | 1464 | Star Meadow | Kyle | 78640 | Woodlands Park Subdivision | 29.9575 | -97.8508 | Non-Lead - Plastic | No | Between 1989 and 2014 |  | Non-Lead - Plastic | Between 1989 and 2014 |  | Non-Lead | No | No |  | Single Family Residence | No | No | No | Tier 5
789180 | 1467 | Star Meadow | Kyle | 78640 | Woodlands Park Subdivision | 29.9572 | -97.8504 | Non-Lead - Plastic | No | Between 1989 and 2014 |  | Non-Lead - Plastic | Between 1989 and 2014 |  | Non-Lead | No | No |  | Single Family Residence | No | No | No | Tier 5
9746922 | 1476 | Star Meadow | Kyle | 78640 | Woodlands Park Subdivision/ 10168892 | 29.9574 | -97.8509 | Non-Lead - Plastic | No | Between 1989 and 2014 |  | Non-Lead - Plastic | Between 1989 and 2014 |  | Non-Lead | No | No |  | Single Family Residence | No | No | No | Tier 5
828619 | 1479 | Star Meadow | Kyle | 78640 | Woodlands Park Subdivision | 29.9571 | -97.8506 | Non-Lead - Plastic | No | Between 1989 and 2014 |  | Non-Lead - Plastic | Between 1989 and 2014 |  | Non-Lead | No | No |  | Single Family Residence | No | No | No | Tier 5
10017942 | 1488 | Star Meadow | Kyle | 78640 | Woodlands Park Subdivision | 29.9573 | -97.8511 | Non-Lead - Plastic | No | Between 1989 and 2014 |  | Non-Lead - Plastic | Between 1989 and 2014 |  | Non-Lead | No | No |  | Single Family Residence | No | No | No | Tier 5
15501831 | 1491 | Star Meadow | Kyle | 78640 | Woodlands Park Subdivision/ 07906847 | 29.957 | -97.8507 | Non-Lead - Plastic | No | Between 1989 and 2014 |  | Non-Lead - Plastic | Between 1989 and 2014 |  | Non-Lead | No | No |  | Single Family Residence | No | No | No | Tier 5
7992791 | 1502 | Star Meadow | Kyle | 78640 | Woodlands Park Subdivision | 29.9571 | -97.8512 | Non-Lead - Plastic | No | Between 1989 and 2014 |  | Non-Lead - Plastic | Between 1989 and 2014 |  | Non-Lead | No | No |  | Single Family Residence | No | No | No | Tier 5
9299485 | 1503 | Star Meadow | Kyle | 78640 | Woodlands Park Subdivision | 29.9568 | -97.8509 | Non-Lead - Plastic | No | Between 1989 and 2014 |  | Non-Lead - Plastic | Between 1989 and 2014 |  | Non-Lead | No | No |  | Single Family Residence | No | No | No | Tier 5
9543080 | 1514 | Star Meadow | Kyle | 78640 | Woodlands Park Subdivision | 29.957 | -97.8514 | Non-Lead - Plastic | No | Between 1989 and 2014 |  | Non-Lead - Plastic | Between 1989 and 2014 |  | Non-Lead | No | No |  | Single Family Residence | No | No | No | Tier 5
15509526 | 1515 | Star Meadow | Kyle | 78640 | Woodlands Park Subdivision | 29.9567 | -97.851 | Non-Lead - Plastic | No | Between 1989 and 2014 |  | Non-Lead - Plastic | Between 1989 and 2014 |  | Non-Lead | No | No |  | Single Family Residence | No | No | No | Tier 5
12086741 | 154 | Prairie Dawn | Kyle | 78640 | Woodlands Park Subdivision | 29.9587 | -97.8483 | Non-Lead - Copper | No | Between 1989 and 2014 |  | Non-Lead - Plastic | Between 1989 and 2014 |  | Non-Lead | No | No |  | Single Family Residence | No | No | No | Tier 5
16088313 | 155 | Prairie Dawn | Kyle | 78640 | Woodlands Park Subdivision | 29.9588 | -97.8482 | Non-Lead - Copper | No | Between 1989 and 2014 |  | Non-Lead - Plastic | Between 1989 and 2014 |  | Non-Lead | No | No |  | Single Family Residence | No | No | No | Tier 5
16099748 | 165 | Prairie Dawn | Kyle | 78640 | Woodlands Park Subdivision | 29.9588 | -97.8482 | Non-Lead - Copper | No | Between 1989 and 2014 |  | Non-Lead - Plastic | Between 1989 and 2014 |  | Non-Lead | No | No |  | Single Family Residence | No | No | No | Tier 5
12247045 | 166 | Prairie Dawn | Kyle | 78640 | Woodlands Park Subdivision | 29.9587 | -97.8483 | Non-Lead - Copper | No | Between 1989 and 2014 |  | Non-Lead - Plastic | Between 1989 and 2014 |  | Non-Lead | No | No |  | Single Family Residence | No | No | No | Tier 5
3805621 | 176 | Prairie Dawn | Kyle | 78640 | Woodlands Park Subdivision/ 12555827 | 29.9586 | -97.8482 | Non-Lead - Copper | No | Between 1989 and 2014 |  | Non-Lead - Plastic | Between 1989 and 2014 |  | Non-Lead | No | No |  | Single Family Residence | No | No | No | Tier 5
231863 | 177 | Prairie Dawn | Kyle | 78640 | Woodlands Park Subdivision | 29.9587 | -97.8481 | Non-Lead - Copper | No | Between 1989 and 2014 |  | Non-Lead - Plastic | Between 1989 and 2014 |  | Non-Lead | No | No |  | Single Family Residence | No | No | No | Tier 5
12533832 | 187 | Prairie Dawn | Kyle | 78640 | Woodlands Park Subdivision | 29.9587 | -97.848 | Non-Lead - Copper | No | Between 1989 and 2014 |  | Non-Lead - Plastic | Between 1989 and 2014 |  | Non-Lead | No | No |  | Single Family Residence | No | No | No | Tier 5
13265665 | 188 | Prairie Dawn | Kyle | 78640 | Woodlands Park Subdivision | 29.9585 | -97.8481 | Non-Lead - Copper | No | Between 1989 and 2014 |  | Non-Lead - Plastic | Between 1989 and 2014 |  | Non-Lead | No | No |  | Single Family Residence | No | No | No | Tier 5
5027889 | 198 | Prairie Dawn | Kyle | 78640 | Woodlands Park Subdivision | 29.9585 | -97.8481 | Non-Lead - Copper | No | Between 1989 and 2014 |  | Non-Lead - Plastic | Between 1989 and 2014 |  | Non-Lead | No | No |  | Single Family Residence | No | No | No | Tier 5
10835624 | 199 | Prairie Dawn | Kyle | 78640 | Woodlands Park Subdivision | 29.9586 | -97.848 | Non-Lead - Copper | No | Between 1989 and 2014 |  | Non-Lead - Plastic | Between 1989 and 2014 |  | Non-Lead | No | No |  | Single Family Residence | No | No | No | Tier 5
262658 | 209 | Prairie Dawn | Kyle | 78640 | Woodlands Park Subdivision | 29.9585 | -97.8476 | Non-Lead - Copper | No | Between 1989 and 2014 |  | Non-Lead - Plastic | Between 1989 and 2014 |  | Non-Lead | No | No |  | Single Family Residence | No | No | No | Tier 5
9612245 | 210 | Prairie Dawn | Kyle | 78640 | Woodlands Park Subdivision | 29.9582 | -97.848 | Non-Lead - Copper | No | Between 1989 and 2014 |  | Non-Lead - Plastic | Between 1989 and 2014 |  | Non-Lead | No | No |  | Single Family Residence | No | No | No | Tier 5
16590106 | 220 | Prairie Dawn | Kyle | 78640 | Woodlands Park Subdivision | 29.9584 | -97.848 | Non-Lead - Copper | No | Between 1989 and 2014 |  | Non-Lead - Plastic | Between 1989 and 2014 |  | Non-Lead | No | No |  | Single Family Residence | No | No | No | Tier 5
3685556 | 221 | Prairie Dawn | Kyle | 78640 | Woodlands Park Subdivision/ 16227451 | 29.9585 | -97.8478 | Non-Lead - Copper | No | Between 1989 and 2014 |  | Non-Lead - Plastic | Between 1989 and 2014 |  | Non-Lead | No | No |  | Single Family Residence | No | No | No | Tier 5
16184903 | 231 | Prairie Dawn | Kyle | 78640 | Woodlands Park Subdivision | 29.9584 | 97.8478 | Non-Lead - Copper | No | Between 1989 and 2014 |  | Non-Lead - Plastic | Between 1989 and 2014 |  | Non-Lead | No | No |  | Single Family Residence | No | No | No | Tier 5
9612469 | 232 | Prairie Dawn | Kyle | 78640 | Woodlands Park Subdivision | 29.9583 | -97.8479 | Non-Lead - Copper | No | Between 1989 and 2014 |  | Non-Lead - Plastic | Between 1989 and 2014 |  | Non-Lead | No | No |  | Single Family Residence | No | No | No | Tier 5
12255220 | 111 | Moonlight Place | Kyle | 78640 | Woodlands Park Subdivision | 29.9585 | -97.8491 | Non-Lead - Copper | No | Between 1989 and 2014 |  | Non-Lead - Plastic | Between 1989 and 2014 |  | Non-Lead | No | No |  | Single Family Residence | No | No | No | Tier 5
12561534 | 121 | Moonlight Place | Kyle | 78640 | Woodlands Park Subdivision | 29.9584 | -97.849 | Non-Lead - Copper | No | Between 1989 and 2014 |  | Non-Lead - Plastic | Between 1989 and 2014 |  | Non-Lead | No | No |  | Single Family Residence | No | No | No | Tier 5
12542185 | 133 | Moonlight Place | Kyle | 78640 | Woodlands Park Subdivision | 29.9583 | -97.8489 | Non-Lead - Copper | No | Between 1989 and 2014 |  | Non-Lead - Plastic | Between 1989 and 2014 |  | Non-Lead | No | No |  | Single Family Residence | No | No | No | Tier 5
10806578 | 143 | Moonlight Place | Kyle | 78640 | Woodlands Park Subdivision | 29.9583 | -97.8488 | Non-Lead - Copper | No | Between 1989 and 2014 |  | Non-Lead - Plastic | Between 1989 and 2014 |  | Non-Lead | No | No |  | Single Family Residence | No | No | No | Tier 5
10057654 | 155 | Moonlight Place | Kyle | 78640 | Woodlands Park Subdivision | 29.958 | -97.8485 | Non-Lead - Copper | No | Between 1989 and 2014 |  | Non-Lead - Plastic | Between 1989 and 2014 |  | Non-Lead | No | No |  | Single Family Residence | No | No | No | Tier 5
10726747 | 165 | Moonlight Place | Kyle | 78640 | Woodlands Park Subdivision | 29.9579 | -97.8484 | Non-Lead - Copper | No | Between 1989 and 2014 |  | Non-Lead - Plastic | Between 1989 and 2014 |  | Non-Lead | No | No |  | Single Family Residence | No | No | No | Tier 5
9760334 | 177 | Moonlight Place | Kyle | 78640 | Woodlands Park Subdivision/ 11369632 | 29.9578 | -97.8483 | Non-Lead - Copper | No | Between 1989 and 2014 |  | Non-Lead - Plastic | Between 1989 and 2014 |  | Non-Lead | No | No |  | Single Family Residence | No | No | No | Tier 5
16591016 | 187 | Moonlight Place | Kyle | 78640 | Woodlands Park Subdivision | 29.9577 | -97.8481 | Non-Lead - Copper | No | Between 1989 and 2014 |  | Non-Lead - Plastic | Between 1989 and 2014 |  | Non-Lead | No | No |  | Single Family Residence | No | No | No | Tier 5
7982254 | 114 | Dark Forrest | Kyle | 78640 | Woodlands Park Subdivision | 29.9579 | -97.849 | Non-Lead - Plastic | No | Between 1989 and 2014 |  | Non-Lead - Plastic | Between 1989 and 2014 |  | Non-Lead | No | No |  | Single Family Residence | No | No | No | Tier 5
12533230 | 115 | Dark Forrest | Kyle | 78640 | Woodlands Park Subdivision | 29.9578 | -97.8488 | Non-Lead - Plastic | No | Between 1989 and 2014 |  | Non-Lead - Plastic | Between 1989 and 2014 |  | Non-Lead | No | No |  | Single Family Residence | No | No | No | Tier 5
10837710 | 127 | Dark Forrest | Kyle | 78640 | Woodlands Park Subdivision | 29.9577 | -97.8489 | Non-Lead - Plastic | No | Between 1989 and 2014 |  | Non-Lead - Plastic | Between 1989 and 2014 |  | Non-Lead | No | No |  | Single Family Residence | No | No | No | Tier 5
9611696 | 128 | Dark Forrest | Kyle | 78640 | Woodlands Park Subdivision | 29.9578 | -97.8491 | Non-Lead - Plastic | No | Between 1989 and 2014 |  | Non-Lead - Plastic | Between 1989 and 2014 |  | Non-Lead | No | No |  | Single Family Residence | No | No | No | Tier 5
10028584 | 140 | Dark Forrest | Kyle | 78640 | Woodlands Park Subdivision | 29.9577 | -97.8492 | Non-Lead - Plastic | No | Between 1989 and 2014 |  | Non-Lead - Plastic | Between 1989 and 2014 |  | Non-Lead | No | No |  | Single Family Residence | No | No | No | Tier 5
12241796 | 141 | Dark Forrest | Kyle | 78640 | Woodlands Park Subdivision | 29.9575 | -97.8491 | Non-Lead - Plastic | No | Between 1989 and 2014 |  | Non-Lead - Plastic | Between 1989 and 2014 |  | Non-Lead | No | No |  | Single Family Residence | No | No | No | Tier 5
9612585 | 152 | Dark Forrest | Kyle | 78640 | Woodlands Park Subdivision | 29.9575 | -97.8493 | Non-Lead - Plastic | No | Between 1989 and 2014 |  | Non-Lead - Plastic | Between 1989 and 2014 |  | Non-Lead | No | No |  | Single Family Residence | No | No | No | Tier 5
13431349 | 153 | Dark Forrest | Kyle | 78640 | Woodlands Park Subdivision | 29.9574 | -97.8492 | Non-Lead - Plastic | No | Between 1989 and 2014 |  | Non-Lead - Plastic | Between 1989 and 2014 |  | Non-Lead | No | No |  | Single Family Residence | No | No | No | Tier 5
863867 | 164 | Dark Forrest | Kyle | 78640 | Woodlands Park Subdivision | 29.9574 | -97.8494 | Non-Lead - Plastic | No | Between 1989 and 2014 |  | Non-Lead - Plastic | Between 1989 and 2014 |  | Non-Lead | No | No |  | Single Family Residence | No | No | No | Tier 5
13469158 | 165 | Dark Forrest | Kyle | 78640 | Woodlands Park Subdivision | 29.9573 | -97.8493 | Non-Lead - Plastic | No | Between 1989 and 2014 |  | Non-Lead - Plastic | Between 1989 and 2014 |  | Non-Lead | No | No |  | Single Family Residence | No | No | No | Tier 5
9612684 | 176 | Dark Forrest | Kyle | 78640 | Woodlands Park Subdivision | 29.9573 | -97.8495 | Non-Lead - Plastic | No | Between 1989 and 2014 |  | Non-Lead - Plastic | Between 1989 and 2014 |  | Non-Lead | No | No |  | Single Family Residence | No | No | No | Tier 5
13468173 | 177 | Dark Forrest | Kyle | 78640 | Woodlands Park Subdivision | 29.9572 | -97.8493 | Non-Lead - Plastic | No | Between 1989 and 2014 |  | Non-Lead - Plastic | Between 1989 and 2014 |  | Non-Lead | No | No |  | Single Family Residence | No | No | No | Tier 5
10581884 | 189 | Dark Forrest | Kyle | 78640 | Woodlands Park Subdivision | 29.9571 | -97.8495 | Non-Lead - Plastic | No | Between 1989 and 2014 |  | Non-Lead - Plastic | Between 1989 and 2014 |  | Non-Lead | No | No |  | Single Family Residence | No | No | No | Tier 5
9611849 | 190 | Dark Forrest | Kyle | 78640 | Woodlands Park Subdivision | 29.9572 | -97.8496 | Non-Lead - Plastic | No | Between 1989 and 2014 |  | Non-Lead - Plastic | Between 1989 and 2014 |  | Non-Lead | No | No |  | Single Family Residence | No | No | No | Tier 5
10712895 | 201 | Dark Forrest | Kyle | 78640 | Woodlands Park Subdivision | 29.957 | -97.8496 | Non-Lead - Plastic | No | Between 1989 and 2014 |  | Non-Lead - Plastic | Between 1989 and 2014 |  | Non-Lead | No | No |  | Single Family Residence | No | No | No | Tier 5
9611893 | 202 | Dark Forrest | Kyle | 78640 | Woodlands Park Subdivision | 29.9571 | -97.8497 | Non-Lead - Plastic | No | Between 1989 and 2014 |  | Non-Lead - Plastic | Between 1989 and 2014 |  | Non-Lead | No | No |  | Single Family Residence | No | No | No | Tier 5
10324614 | 213 | Dark Forrest | Kyle | 78640 | Woodlands Park Subdivision | 29.9569 | -97.8497 | Non-Lead - Plastic | No | Between 1989 and 2014 |  | Non-Lead - Plastic | Between 1989 and 2014 |  | Non-Lead | No | No |  | Single Family Residence | No | No | No | Tier 5
863869 | 214 | Dark Forrest | Kyle | 78640 | Woodlands Park Subdivision | 29.957 | -97.8498 | Non-Lead - Plastic | No | Between 1989 and 2014 |  | Non-Lead - Plastic | Between 1989 and 2014 |  | Non-Lead | No | No |  | Single Family Residence | No | No | No | Tier 5
15511464 | 225 | Dark Forrest | Kyle | 78640 | Woodlands Park Subdivision/ 07886058 | 29.9568 | -97.8498 | Non-Lead - Plastic | No | Between 1989 and 2014 |  | Non-Lead - Plastic | Between 1989 and 2014 |  | Non-Lead | No | No |  | Single Family Residence | No | No | No | Tier 5
9613467 | 226 | Dark Forrest | Kyle | 78640 | Woodlands Park Subdivision | 29.9569 | -97.85 | Non-Lead - Plastic | No | Between 1989 and 2014 |  | Non-Lead - Plastic | Between 1989 and 2014 |  | Non-Lead | No | No |  | Single Family Residence | No | No | No | Tier 5
16184965 | 238 | Dark Forrest | Kyle | 78640 | Woodlands Park Subdivision | 29.9568 | -97.8501 | Non-Lead - Plastic | No | Between 1989 and 2014 |  | Non-Lead - Plastic | Between 1989 and 2014 |  | Non-Lead | No | No |  | Single Family Residence | No | No | No | Tier 5
4384428 | 250 | Dark Forrest | Kyle | 78640 | Woodlands Park Subdivision | 29.9567 | -97.8502 | Non-Lead - Plastic | No | Between 1989 and 2014 |  | Non-Lead - Plastic | Between 1989 and 2014 |  | Non-Lead | No | No |  | Single Family Residence | No | No | No | Tier 5
9611883 | 262 | Dark Forrest | Kyle | 78640 | Woodlands Park Subdivision | 29.9566 | -97.8503 | Non-Lead - Plastic | No | Between 1989 and 2014 |  | Non-Lead - Plastic | Between 1989 and 2014 |  | Non-Lead | No | No |  | Single Family Residence | No | No | No | Tier 5
10123858 | 115 | Hill Side Glow | Kyle | 78640 | Woodlands Park Subdivision | 29.9557 | -97.8503 | Non-Lead - Plastic | No | Between 1989 and 2014 |  | Non-Lead - Plastic | Between 1989 and 2014 |  | Non-Lead | No | No |  | Single Family Residence | No | No | No | Tier 5
13465182 | 127 | Hill Side Glow | Kyle | 78640 | Woodlands Park Subdivision | 29.9558 | -97.8504 | Non-Lead - Plastic | No | Between 1989 and 2014 |  | Non-Lead - Plastic | Between 1989 and 2014 |  | Non-Lead | No | No |  | Single Family Residence | No | No | No | Tier 5
13469379 | 139 | Hill Side Glow | Kyle | 78640 | Woodlands Park Subdivision | 29.9559 | -97.8505 | Non-Lead - Plastic | No | Between 1989 and 2014 |  | Non-Lead - Plastic | Between 1989 and 2014 |  | Non-Lead | No | No |  | Single Family Residence | No | No | No | Tier 5
13434485 | 153 | Hill Side Glow | Kyle | 78640 | Woodlands Park Subdivision | 29.956 | -97.8506 | Non-Lead - Plastic | No | Between 1989 and 2014 |  | Non-Lead - Plastic | Between 1989 and 2014 |  | Non-Lead | No | No |  | Single Family Residence | No | No | No | Tier 5
12545255 | 165 | Hill Side Glow | Kyle | 78640 | Woodlands Park Subdivision | 29.9562 | -97.8509 | Non-Lead - Plastic | No | Between 1989 and 2014 |  | Non-Lead - Plastic | Between 1989 and 2014 |  | Non-Lead | No | No |  | Single Family Residence | No | No | No | Tier 5
752527 | 177 | Hill Side Glow | Kyle | 78640 | Woodlands Park Subdivision | 29.9563 | -97.851 | Non-Lead - Plastic | No | Between 1989 and 2014 |  | Non-Lead - Plastic | Between 1989 and 2014 |  | Non-Lead | No | No |  | Single Family Residence | No | No | No | Tier 5
15503517 | 189 | Hill Side Glow | Kyle | 78640 | Woodlands Park Subdivision/ 11865297 | 29.9564 | -97.8511 | Non-Lead - Plastic | No | Between 1989 and 2014 |  | Non-Lead - Plastic | Between 1989 and 2014 |  | Non-Lead | No | No |  | Single Family Residence | No | No | No | Tier 5
15593236 | 201 | Hill Side Glow | Kyle | 78640 | Woodlands Park Subdivision/ 11375287 | 29.9565 | -97.8512 | Non-Lead - Plastic | No | Between 1989 and 2014 |  | Non-Lead - Plastic | Between 1989 and 2014 |  | Non-Lead | No | No |  | Single Family Residence | No | No | No | Tier 5
15575774 | 213 | Hill Side Glow | Kyle | 78640 | Woodlands Park Subdivision/ 7910301 | 29.9568 | -97.8515 | Non-Lead - Plastic | No | Between 1989 and 2014 |  | Non-Lead - Plastic | Between 1989 and 2014 |  | Non-Lead | No | No |  | Single Family Residence | No | No | No | Tier 5
15784726 | 225 | Hill Side Glow | Kyle | 78640 | Woodlands Park Subdivision | 29.9568 | -97.8516 | Non-Lead - Plastic | No | Between 1989 and 2014 |  | Non-Lead - Plastic | Between 1989 and 2014 |  | Non-Lead | No | No |  | Single Family Residence | No | No | No | Tier 5
16405853 | 239 | Hill Side Glow | Kyle | 78640 | Woodlands Park Subdivision/ 10110553 | 29.9569 | -97.8516 | Non-Lead - Plastic | No | Between 1989 and 2014 |  | Non-Lead - Plastic | Between 1989 and 2014 |  | Non-Lead | No | No |  | Single Family Residence | No | No | No | Tier 5
9758161 | 251 | Hill Side Glow | Kyle | 78640 | Woodlands Park Subdivision | 29.9569 | -97.8517 | Non-Lead - Plastic | No | Between 1989 and 2014 |  | Non-Lead - Plastic | Between 1989 and 2014 |  | Non-Lead | No | No |  | Single Family Residence | No | No | No | Tier 5
12818167 | 100 | Morning Dew Lane | Kyle | 78640 | Woodlands Park Subdivision | 29.9552 | -97.8507 | Non-Lead - Plastic | No | Between 1989 and 2014 |  | Non-Lead - Plastic | After 2014 |  | Non-Lead | No | No |  | Single Family Residence | No | No | No | Tier 5
12681438 | 112 | Morning Dew Lane | Kyle | 78640 | Woodlands Park Subdivision | 29.9553 | -97.8508 | Non-Lead - Plastic | No | Between 1989 and 2014 |  | Non-Lead - Plastic | After 2014 |  | Non-Lead | No | No |  | Single Family Residence | No | No | No | Tier 5
12824770 | 124 | Morning Dew Lane | Kyle | 78640 | Woodlands Park Subdivision | 29.9554 | -97.8509 | Non-Lead - Plastic | No | Between 1989 and 2014 |  | Non-Lead - Plastic | After 2014 |  | Non-Lead | No | No |  | Single Family Residence | No | No | No | Tier 5
12899243 | 136 | Morning Dew Lane | Kyle | 78640 | Woodlands Park Subdivision | 29.9555 | -97.8511 | Non-Lead - Plastic | No | Between 1989 and 2014 |  | Non-Lead - Plastic | After 2014 |  | Non-Lead | No | No |  | Single Family Residence | No | No | No | Tier 5
12523534 | 148 | Morning Dew Lane | Kyle | 78640 | Woodlands Park Subdivision | 29.9558 | -97.8514 | Non-Lead - Plastic | No | Between 1989 and 2014 |  | Non-Lead - Plastic | After 2014 |  | Non-Lead | No | No |  | Single Family Residence | No | No | No | Tier 5
12515425 | 160 | Morning Dew Lane | Kyle | 78640 | Woodlands Park Subdivision | 29.9559 | -97.8515 | Non-Lead - Plastic | No | Between 1989 and 2014 |  | Non-Lead - Plastic | After 2014 |  | Non-Lead | No | No |  | Single Family Residence | No | No | No | Tier 5
12465124 | 172 | Morning Dew Lane | Kyle | 78640 | Woodlands Park Subdivision | 29.956 | -97.8516 | Non-Lead - Plastic | No | Between 1989 and 2014 |  | Non-Lead - Plastic | After 2014 |  | Non-Lead | No | No |  | Single Family Residence | No | No | No | Tier 5
12478329 | 184 | Morning Dew Lane | Kyle | 78640 | Woodlands Park Subdivision | 29.9561 | -97.8517 | Non-Lead - Plastic | No | Between 1989 and 2014 |  | Non-Lead - Plastic | After 2014 |  | Non-Lead | No | No |  | Single Family Residence | No | No | No | Tier 5
12493262 | 196 | Morning Dew Lane | Kyle | 78640 | Woodlands Park Subdivision | 29.9563 | -97.852 | Non-Lead - Plastic | No | Between 1989 and 2014 |  | Non-Lead - Plastic | After 2014 |  | Non-Lead | No | No |  | Single Family Residence | No | No | No | Tier 5
12477141 | 208 | Morning Dew Lane | Kyle | 78640 | Woodlands Park Subdivision | 29.9564 | -97.8521 | Non-Lead - Plastic | No | Between 1989 and 2014 |  | Non-Lead - Plastic | After 2014 |  | Non-Lead | No | No |  | Single Family Residence | No | No | No | Tier 5
12492769 | 220 | Morning Dew Lane | Kyle | 78640 | Woodlands Park Subdivision | 29.9564 | -97.8521 | Non-Lead - Plastic | No | Between 1989 and 2014 |  | Non-Lead - Plastic | After 2014 |  | Non-Lead | No | No |  | Single Family Residence | No | No | No | Tier 5
12475964 | 232 | Morning Dew Lane | Kyle | 78640 | Woodlands Park Subdivision | 29.9564 | -97.8522 | Non-Lead - Plastic | No | Between 1989 and 2014 |  | Non-Lead - Plastic | After 2014 |  | Non-Lead | No | No |  | Single Family Residence | No | No | No | Tier 5
12406412 | 100 | Red Sun Drive | Kyle | 78640 | Woodlands Park Subdivision | 29.9561 | -97.8521 | Non-Lead - Plastic | No | Between 1989 and 2014 |  | Non-Lead - Plastic | After 2014 |  | Non-Lead | No | No |  | Single Family Residence | No | No | No | Tier 5
12494746 | 101 | Red Sun Drive | Kyle | 78640 | Woodlands Park Subdivision | 29.956 | -97.852 | Non-Lead - Plastic | No | Between 1989 and 2014 |  | Non-Lead - Plastic | After 2014 |  | Non-Lead | No | No |  | Single Family Residence | No | No | No | Tier 5
12406532 | 112 | Red Sun Drive | Kyle | 78640 | Woodlands Park Subdivision | 29.956 | -97.8522 | Non-Lead - Plastic | No | Between 1989 and 2014 |  | Non-Lead - Plastic | After 2014 |  | Non-Lead | No | No |  | Single Family Residence | No | No | No | Tier 5
12478730 | 113 | Red Sun Drive | Kyle | 78640 | Woodlands Park Subdivision | 29.9559 | -97.8521 | Non-Lead - Plastic | No | Between 1989 and 2014 |  | Non-Lead - Plastic | After 2014 |  | Non-Lead | No | No |  | Single Family Residence | No | No | No | Tier 5
12406867 | 124 | Red Sun Drive | Kyle | 78640 | Woodlands Park Subdivision | 29.9559 | -97.8523 | Non-Lead - Plastic | No | Between 1989 and 2014 |  | Non-Lead - Plastic | After 2014 |  | Non-Lead | No | No |  | Single Family Residence | No | No | No | Tier 5
12513632 | 125 | Red Sun Drive | Kyle | 78640 | Woodlands Park Subdivision | 29.9558 | -97.8522 | Non-Lead - Plastic | No | Between 1989 and 2014 |  | Non-Lead - Plastic | After 2014 |  | Non-Lead | No | No |  | Single Family Residence | No | No | No | Tier 5
12406338 | 136 | Red Sun Drive | Kyle | 78640 | Woodlands Park Subdivision | 29.9558 | -97.8524 | Non-Lead - Plastic | No | Between 1989 and 2014 |  | Non-Lead - Plastic | After 2014 |  | Non-Lead | No | No |  | Single Family Residence | No | No | No | Tier 5
12513640 | 137 | Red Sun Drive | Kyle | 78640 | Woodlands Park Subdivision | 29.9557 | -97.8523 | Non-Lead - Plastic | No | Between 1989 and 2014 |  | Non-Lead - Plastic | After 2014 |  | Non-Lead | No | No |  | Single Family Residence | No | No | No | Tier 5
12408743 | 148 | Red Sun Drive | Kyle | 78640 | Woodlands Park Subdivision | 29.9558 | -97.8525 | Non-Lead - Plastic | No | Between 1989 and 2014 |  | Non-Lead - Plastic | After 2014 |  | Non-Lead | No | No |  | Single Family Residence | No | No | No | Tier 5
12412589 | 149 | Red Sun Drive | Kyle | 78640 | Woodlands Park Subdivision | 29.9556 | -97.8524 | Non-Lead - Plastic | No | Between 1989 and 2014 |  | Non-Lead - Plastic | After 2014 |  | Non-Lead | No | No |  | Single Family Residence | No | No | No | Tier 5
12531960 | 160 | Red Sun Drive | Kyle | 78640 | Woodlands Park Subdivision | 29.9557 | -97.8526 | Non-Lead - Plastic | No | Between 1989 and 2014 |  | Non-Lead - Plastic | After 2014 |  | Non-Lead | No | No |  | Single Family Residence | No | No | No | Tier 5
12407554 | 161 | Red Sun Drive | Kyle | 78640 | Woodlands Park Subdivision | 29.9555 | -97.8525 | Non-Lead - Plastic | No | Between 1989 and 2014 |  | Non-Lead - Plastic | After 2014 |  | Non-Lead | No | No |  | Single Family Residence | No | No | No | Tier 5
12411377 | 172 | Red Sun Drive | Kyle | 78640 | Woodlands Park Subdivision | 29.9556 | -97.8527 | Non-Lead - Plastic | No | Between 1989 and 2014 |  | Non-Lead - Plastic | After 2014 |  | Non-Lead | No | No |  | Single Family Residence | No | No | No | Tier 5
12413584 | 173 | Red Sun Drive | Kyle | 78640 | Woodlands Park Subdivision | 29.9555 | -97.8526 | Non-Lead - Plastic | No | Between 1989 and 2014 |  | Non-Lead - Plastic | After 2014 |  | Non-Lead | No | No |  | Single Family Residence | No | No | No | Tier 5
12410739 | 184 | Red Sun Drive | Kyle | 78640 | Woodlands Park Subdivision | 29.9555 | -97.8528 | Non-Lead - Plastic | No | Between 1989 and 2014 |  | Non-Lead - Plastic | After 2014 |  | Non-Lead | No | No |  | Single Family Residence | No | No | No | Tier 5
12411690 | 185 | Red Sun Drive | Kyle | 78640 | Woodlands Park Subdivision | 29.9554 | -97.8527 | Non-Lead - Plastic | No | Between 1989 and 2014 |  | Non-Lead - Plastic | After 2014 |  | Non-Lead | No | No |  | Single Family Residence | No | No | No | Tier 5
12402909 | 196 | Red Sun Drive | Kyle | 78640 | Woodlands Park Subdivision | 29.9554 | -97.8529 | Non-Lead - Plastic | No | Between 1989 and 2014 |  | Non-Lead - Plastic | After 2014 |  | Non-Lead | No | No |  | Single Family Residence | No | No | No | Tier 5
12414651 | 197 | Red Sun Drive | Kyle | 78640 | Woodlands Park Subdivision | 29.9553 | -97.8528 | Non-Lead - Plastic | No | Between 1989 and 2014 |  | Non-Lead - Plastic | After 2014 |  | Non-Lead | No | No |  | Single Family Residence | No | No | No | Tier 5
12409740 | 208 | Red Sun Drive | Kyle | 78640 | Woodlands Park Subdivision | 29.9553 | -97.853 | Non-Lead - Plastic | No | Between 1989 and 2014 |  | Non-Lead - Plastic | After 2014 |  | Non-Lead | No | No |  | Single Family Residence | No | No | No | Tier 5
12411706 | 209 | Red Sun Drive | Kyle | 78640 | Woodlands Park Subdivision | 29.9552 | -97.8529 | Non-Lead - Plastic | No | Between 1989 and 2014 |  | Non-Lead - Plastic | After 2014 |  | Non-Lead | No | No |  | Single Family Residence | No | No | No | Tier 5
12410766 | 220 | Red Sun Drive | Kyle | 78640 | Woodlands Park Subdivision | 29.9552 | -97.8531 | Non-Lead - Plastic | No | Between 1989 and 2014 |  | Non-Lead - Plastic | After 2014 |  | Non-Lead | No | No |  | Single Family Residence | No | No | No | Tier 5
12413701 | 221 | Red Sun Drive | Kyle | 78640 | Woodlands Park Subdivision | 29.9551 | -97.853 | Non-Lead - Plastic | No | Between 1989 and 2014 |  | Non-Lead - Plastic | After 2014 |  | Non-Lead | No | No |  | Single Family Residence | No | No | No | Tier 5
12412040 | 232 | Red Sun Drive | Kyle | 78640 | Woodlands Park Subdivision | 29.9551 | -97.8533 | Non-Lead - Plastic | No | Between 1989 and 2014 |  | Non-Lead - Plastic | After 2014 |  | Non-Lead | No | No |  | Single Family Residence | No | No | No | Tier 5
12414642 | 233 | Red Sun Drive | Kyle | 78640 | Woodlands Park Subdivision | 29.955 | -97.8531 | Non-Lead - Plastic | No | Between 1989 and 2014 |  | Non-Lead - Plastic | After 2014 |  | Non-Lead | No | No |  | Single Family Residence | No | No | No | Tier 5
12499019 | 100 | Evening Dusk Drive | Kyle | 78640 | Woodlands Park Subdivision | 29.9556 | -97.8515 | Non-Lead - Plastic | No | Between 1989 and 2014 |  | Non-Lead - Plastic | After 2014 |  | Non-Lead | No | No |  | Single Family Residence | No | No | No | Tier 5
12677726 | 101 | Evening Dusk Drive | Kyle | 78640 | Woodlands Park Subdivision | 29.9555 | -97.8513 | Non-Lead - Plastic | No | Between 1989 and 2014 |  | Non-Lead - Plastic | After 2014 |  | Non-Lead | No | No |  | Single Family Residence | No | No | No | Tier 5
12527098 | 112 | Evening Dusk Drive | Kyle | 78640 | Woodlands Park Subdivision | 29.9555 | -97.8516 | Non-Lead - Plastic | No | Between 1989 and 2014 |  | Non-Lead - Plastic | After 2014 |  | Non-Lead | No | No |  | Single Family Residence | No | No | No | Tier 5
12681442 | 113 | Evening Dusk Drive | Kyle | 78640 | Woodlands Park Subdivision | 29.9554 | -97.8514 | Non-Lead - Plastic | No | Between 1989 and 2014 |  | Non-Lead - Plastic | After 2014 |  | Non-Lead | No | No |  | Single Family Residence | No | No | No | Tier 5
12524639 | 124 | Evening Dusk Drive | Kyle | 78640 | Woodlands Park Subdivision | 29.9554 | -97.8517 | Non-Lead - Plastic | No | Between 1989 and 2014 |  | Non-Lead - Plastic | After 2014 |  | Non-Lead | No | No |  | Single Family Residence | No | No | No | Tier 5
12663879 | 125 | Evening Dusk Drive | Kyle | 78640 | Woodlands Park Subdivision | 29.9553 | -97.8515 | Non-Lead - Plastic | No | Between 1989 and 2014 |  | Non-Lead - Plastic | After 2014 |  | Non-Lead | No | No |  | Single Family Residence | No | No | No | Tier 5
12518172 | 136 | Evening Dusk Drive | Kyle | 78640 | Woodlands Park Subdivision | 29.9553 | -97.8518 | Non-Lead - Plastic | No | Between 1989 and 2014 |  | Non-Lead - Plastic | After 2014 |  | Non-Lead | No | No |  | Single Family Residence | No | No | No | Tier 5
12659228 | 137 | Evening Dusk Drive | Kyle | 78640 | Woodlands Park Subdivision | 29.9552 | -97.8516 | Non-Lead - Plastic | No | Between 1989 and 2014 |  | Non-Lead - Plastic | After 2014 |  | Non-Lead | No | No |  | Single Family Residence | No | No | No | Tier 5
12524622 | 148 | Evening Dusk Drive | Kyle | 78640 | Woodlands Park Subdivision | 29.9552 | -97.8519 | Non-Lead - Plastic | No | Between 1989 and 2014 |  | Non-Lead - Plastic | After 2014 |  | Non-Lead | No | No |  | Single Family Residence | No | No | No | Tier 5
12659162 | 149 | Evening Dusk Drive | Kyle | 78640 | Woodlands Park Subdivision | 29.9551 | -97.8517 | Non-Lead - Plastic | No | Between 1989 and 2014 |  | Non-Lead - Plastic | After 2014 |  | Non-Lead | No | No |  | Single Family Residence | No | No | No | Tier 5
12498981 | 160 | Evening Dusk Drive | Kyle | 78640 | Woodlands Park Subdivision | 29.9551 | -97.852 | Non-Lead - Plastic | No | Between 1989 and 2014 |  | Non-Lead - Plastic | After 2014 |  | Non-Lead | No | No |  | Single Family Residence | No | No | No | Tier 5
12660084 | 161 | Evening Dusk Drive | Kyle | 78640 | Woodlands Park Subdivision | 29.955 | -97.8518 | Non-Lead - Plastic | No | Between 1989 and 2014 |  | Non-Lead - Plastic | After 2014 |  | Non-Lead | No | No |  | Single Family Residence | No | No | No | Tier 5
12525225 | 172 | Evening Dusk Drive | Kyle | 78640 | Woodlands Park Subdivision | 29.955 | -97.8521 | Non-Lead - Plastic | No | Between 1989 and 2014 |  | Non-Lead - Plastic | After 2014 |  | Non-Lead | No | No |  | Single Family Residence | No | No | No | Tier 5
12640518 | 173 | Evening Dusk Drive | Kyle | 78640 | Woodlands Park Subdivision | 29.9549 | -97.8519 | Non-Lead - Plastic | No | Between 1989 and 2014 |  | Non-Lead - Plastic | After 2014 |  | Non-Lead | No | No |  | Single Family Residence | No | No | No | Tier 5
12524620 | 184 | Evening Dusk Drive | Kyle | 78640 | Woodlands Park Subdivision | 29.9549 | -97.8522 | Non-Lead - Plastic | No | Between 1989 and 2014 |  | Non-Lead - Plastic | After 2014 |  | Non-Lead | No | No |  | Single Family Residence | No | No | No | Tier 5
12620534 | 185 | Evening Dusk Drive | Kyle | 78640 | Woodlands Park Subdivision | 29.9548 | -97.8521 | Non-Lead - Plastic | No | Between 1989 and 2014 |  | Non-Lead - Plastic | After 2014 |  | Non-Lead | No | No |  | Single Family Residence | No | No | No | Tier 5
12577567 | 196 | Evening Dusk Drive | Kyle | 78640 | Woodlands Park Subdivision | 29.9548 | -97.8523 | Non-Lead - Plastic | No | Between 1989 and 2014 |  | Non-Lead - Plastic | After 2014 |  | Non-Lead | No | No |  | Single Family Residence | No | No | No | Tier 5
12630167 | 197 | Evening Dusk Drive | Kyle | 78640 | Woodlands Park Subdivision | 29.9547 | -97.8522 | Non-Lead - Plastic | No | Between 1989 and 2014 |  | Non-Lead - Plastic | After 2014 |  | Non-Lead | No | No |  | Single Family Residence | No | No | No | Tier 5
12580127 | 208 | Evening Dusk Drive | Kyle | 78640 | Woodlands Park Subdivision | 29.9547 | -97.8524 | Non-Lead - Plastic | No | Between 1989 and 2014 |  | Non-Lead - Plastic | After 2014 |  | Non-Lead | No | No |  | Single Family Residence | No | No | No | Tier 5
12635177 | 209 | Evening Dusk Drive | Kyle | 78640 | Woodlands Park Subdivision | 29.9546 | -97.8523 | Non-Lead - Plastic | No | Between 1989 and 2014 |  | Non-Lead - Plastic | After 2014 |  | Non-Lead | No | No |  | Single Family Residence | No | No | No | Tier 5
16092887 | 220 | Evening Dusk Drive | Kyle | 78640 | Woodlands Park Subdivision | 29.9546 | -97.8525 | Non-Lead - Plastic | No | Between 1989 and 2014 |  | Non-Lead - Plastic | After 2014 |  | Non-Lead | No | No |  | Single Family Residence | No | No | No | Tier 5
12630758 | 221 | Evening Dusk Drive | Kyle | 78640 | Woodlands Park Subdivision | 29.9545 | -97.8524 | Non-Lead - Plastic | No | Between 1989 and 2014 |  | Non-Lead - Plastic | After 2014 |  | Non-Lead | No | No |  | Single Family Residence | No | No | No | Tier 5
12626817 | 232 | Evening Dusk Drive | Kyle | 78640 | Woodlands Park Subdivision | 29.9546 | -97.8526 | Non-Lead - Plastic | No | Between 1989 and 2014 |  | Non-Lead - Plastic | After 2014 |  | Non-Lead | No | No |  | Single Family Residence | No | No | No | Tier 5
16103122 | 233 | Evening Dusk Drive | Kyle | 78640 | Woodlands Park Subdivision | 29.9544 | -97.8525 | Non-Lead - Plastic | No | Between 1989 and 2014 |  | Non-Lead - Plastic | After 2014 |  | Non-Lead | No | No |  | Single Family Residence | No | No | No | Tier 5
12341245 | 104 | Sunshine Lane | Kyle | 78640 | Woodlands Park Subdivision | 29.9549 | -97.8544 | Non-Lead - Plastic | No | Between 1989 and 2014 |  | Non-Lead - Plastic | After 2014 |  | Non-Lead | No | No |  | Single Family Residence | No | No | No | Tier 5
13425153 | 118 | Sunshine Lane | Kyle | 78640 | Woodlands Park Subdivision | 29.9548 | -97.8543 | Non-Lead - Plastic | No | Between 1989 and 2014 |  | Non-Lead - Plastic | After 2014 |  | Non-Lead | No | No |  | Single Family Residence | No | No | No | Tier 5
13424948 | 130 | Sunshine Lane | Kyle | 78640 | Woodlands Park Subdivision | 29.9547 | -97.8542 | Non-Lead - Plastic | No | Between 1989 and 2014 |  | Non-Lead - Plastic | After 2014 |  | Non-Lead | No | No |  | Single Family Residence | No | No | No | Tier 5
12352109 | 142 | Sunshine Lane | Kyle | 78640 | Woodlands Park Subdivision | 29.9546 | -97.8541 | Non-Lead - Plastic | No | Between 1989 and 2014 |  | Non-Lead - Plastic | After 2014 |  | Non-Lead | No | No |  | Single Family Residence | No | No | No | Tier 5
12409380 | 154 | Sunshine Lane | Kyle | 78640 | Woodlands Park Subdivision | 29.9545 | -97.8541 | Non-Lead - Plastic | No | Between 1989 and 2014 |  | Non-Lead - Plastic | After 2014 |  | Non-Lead | No | No |  | Single Family Residence | No | No | No | Tier 5
12412508 | 168 | Sunshine Lane | Kyle | 78640 | Woodlands Park Subdivision | 29.9543 | -97.8537 | Non-Lead - Plastic | No | Between 1989 and 2014 |  | Non-Lead - Plastic | After 2014 |  | Non-Lead | No | No |  | Single Family Residence | No | No | No | Tier 5
12414427 | 180 | Sunshine Lane | Kyle | 78640 | Woodlands Park Subdivision | 29.9542 | -97.8536 | Non-Lead - Plastic | No | Between 1989 and 2014 |  | Non-Lead - Plastic | After 2014 |  | Non-Lead | No | No |  | Single Family Residence | No | No | No | Tier 5
12412665 | 192 | Sunshine Lane | Kyle | 78640 | Woodlands Park Subdivision | 29.9541 | -97.8535 | Non-Lead - Plastic | No | Between 1989 and 2014 |  | Non-Lead - Plastic | After 2014 |  | Non-Lead | No | No |  | Single Family Residence | No | No | No | Tier 5
12408762 | 204 | Sunshine Lane | Kyle | 78640 | Woodlands Park Subdivision | 29.954 | -97.8534 | Non-Lead - Plastic | No | Between 1989 and 2014 |  | Non-Lead - Plastic | After 2014 |  | Non-Lead | No | No |  | Single Family Residence | No | No | No | Tier 5
12693493 | 218 | Sunshine Lane | Kyle | 78640 | Woodlands Park Subdivision | 29.9537 | -97.8531 | Non-Lead - Plastic | No | Between 1989 and 2014 |  | Non-Lead - Plastic | After 2014 |  | Non-Lead | No | No |  | Single Family Residence | No | No | No | Tier 5
13531808 | 230 | Sunshine Lane | Kyle | 78640 | Woodlands Park Subdivision | 29.9537 | -97.8531 | Non-Lead - Plastic | No | Between 1989 and 2014 |  | Non-Lead - Plastic | After 2014 |  | Non-Lead | No | No |  | Single Family Residence | No | No | No | Tier 5
9296605 | 242 | Sunshine Lane | Kyle | 78640 | Woodlands Park Subdivision | 29.9536 | -97.853 | Non-Lead - Plastic | No | Between 1989 and 2014 |  | Non-Lead - Plastic | After 2014 |  | Non-Lead | No | No |  | Single Family Residence | No | No | No | Tier 5
9302087 | 254 | Sunshine Lane | Kyle | 78640 | Woodlands Park Subdivision | 29.9536 | -97.8529 | Non-Lead - Plastic | No | Between 1989 and 2014 |  | Non-Lead - Plastic | After 2014 |  | Non-Lead | No | No |  | Single Family Residence | No | No | No | Tier 5
242979 | 278 | Sunshine Lane | Kyle | 78640 | Woodlands Park Subdivision | 29.9535 | -97.8528 | Non-Lead - Plastic | No | Between 1989 and 2014 |  | Non-Lead - Plastic | After 2014 |  | Non-Lead | No | No |  | Single Family Residence | No | No | No | Tier 5
15763856 | 290 | Sunshine Lane | Kyle | 78640 | Woodlands Park Subdivision | 29.9534 | -97.8528 | Non-Lead - Plastic | No | Between 1989 and 2014 |  | Non-Lead - Plastic | After 2014 |  | Non-Lead | No | No |  | Single Family Residence | No | No | No | Tier 5
9463075 | 302 | Sunshine Lane | Kyle | 78640 | Woodlands Park Subdivision | 29.9532 | -97.8525 | Non-Lead - Plastic | No | Between 1989 and 2014 |  | Non-Lead - Plastic | After 2014 |  | Non-Lead | No | No |  | Single Family Residence | No | No | No | Tier 5
15763777 | 314 | Sunshine Lane | Kyle | 78640 | Woodlands Park Subdivision | 29.9531 | -97.8524 | Non-Lead - Plastic | No | Between 1989 and 2014 |  | Non-Lead - Plastic | After 2014 |  | Non-Lead | No | No |  | Single Family Residence | No | No | No | Tier 5
241706 | 326 | Sunshine Lane | Kyle | 78640 | Woodlands Park Subdivision | 29.9531 | -97.8524 | Non-Lead - Plastic | No | Between 1989 and 2014 |  | Non-Lead - Plastic | After 2014 |  | Non-Lead | No | No |  | Single Family Residence | No | No | No | Tier 5
9472623 | 100 | Blooming Trail | Kyle | 78640 | Woodlands Park Subdivision | 29.9526 | -97.8517 | Non-Lead - Plastic | No | Between 1989 and 2014 |  | Non-Lead - Plastic | After 2014 |  | Non-Lead | No | No |  | Single Family Residence | No | No | No | Tier 5
9386585 | 112 | Blooming Trail | Kyle | 78640 | Woodlands Park Subdivision | 29.9528 | -97.8516 | Non-Lead - Plastic | No | Between 1989 and 2014 |  | Non-Lead - Plastic | After 2014 |  | Non-Lead | No | No |  | Single Family Residence | No | No | No | Tier 5
9474757 | 117 | Blooming Trail | Kyle | 78640 | Woodlands Park Subdivision | 29.9531 | -97.852 | Non-Lead - Plastic | No | Between 1989 and 2014 |  | Non-Lead - Plastic | After 2014 |  | Non-Lead | No | No |  | Single Family Residence | No | No | No | Tier 5
9299777 | 124 | Blooming Trail | Kyle | 78640 | Woodlands Park Subdivision | 29.9529 | -97.8515 | Non-Lead - Plastic | No | Between 1989 and 2014 |  | Non-Lead - Plastic | After 2014 |  | Non-Lead | No | No |  | Single Family Residence | No | No | No | Tier 5
9400811 | 129 | Blooming Trail | Kyle | 78640 | Woodlands Park Subdivision | 29.9532 | -97.8518 | Non-Lead - Plastic | No | Between 1989 and 2014 |  | Non-Lead - Plastic | After 2014 |  | Non-Lead | No | No |  | Single Family Residence | No | No | No | Tier 5
9554596 | 136 | Blooming Trail | Kyle | 78640 | Woodlands Park Subdivision | 29.953 | -97.8513 | Non-Lead - Plastic | No | Between 1989 and 2014 |  | Non-Lead - Plastic | After 2014 |  | Non-Lead | No | No |  | Single Family Residence | No | No | No | Tier 5
9183537 | 141 | Blooming Trail | Kyle | 78640 | Woodlands Park Subdivision | 29.9534 | -97.8517 | Non-Lead - Plastic | No | Between 1989 and 2014 |  | Non-Lead - Plastic | After 2014 |  | Non-Lead | No | No |  | Single Family Residence | No | No | No | Tier 5
9398113 | 148 | Blooming Trail | Kyle | 78640 | Woodlands Park Subdivision | 29.9531 | -97.8512 | Non-Lead - Plastic | No | Between 1989 and 2014 |  | Non-Lead - Plastic | After 2014 |  | Non-Lead | No | No |  | Single Family Residence | No | No | No | Tier 5
9400841 | 153 | Blooming Trail | Kyle | 78640 | Woodlands Park Subdivision | 29.9535 | -97.8515 | Non-Lead - Plastic | No | Between 1989 and 2014 |  | Non-Lead - Plastic | After 2014 |  | Non-Lead | No | No |  | Single Family Residence | No | No | No | Tier 5
817677 | 165 | Blooming Trail | Kyle | 78640 | Woodlands Park Subdivision | 29.9536 | -97.8514 | Non-Lead - Plastic | No | Between 1989 and 2014 |  | Non-Lead - Plastic | After 2014 |  | Non-Lead | No | No |  | Single Family Residence | No | No | No | Tier 5
9474765 | 177 | Blooming Trail | Kyle | 78640 | Woodlands Park Subdivision | 29.9538 | -97.8512 | Non-Lead - Plastic | No | Between 1989 and 2014 |  | Non-Lead - Plastic | After 2014 |  | Non-Lead | No | No |  | Single Family Residence | No | No | No | Tier 5
15528768 | 189 | Blooming Trail | Kyle | 78640 | Woodlands Park Subdivision | 29.9539 | -97.8511 | Non-Lead - Plastic | No | Between 1989 and 2014 |  | Non-Lead - Plastic | After 2014 |  | Non-Lead | No | No |  | Single Family Residence | No | No | No | Tier 5
9475827 | 201 | Blooming Trail | Kyle | 78640 | Woodlands Park Subdivision | 29.954 | -97.8509 | Non-Lead - Plastic | No | Between 1989 and 2014 |  | Non-Lead - Plastic | After 2014 |  | Non-Lead | No | No |  | Single Family Residence | No | No | No | Tier 5
824262 | 224 | Blooming Trail | Kyle | 78640 | Woodlands Park Subdivision | 29.954 | -97.8502 | Non-Lead - Plastic | No | Between 1989 and 2014 |  | Non-Lead - Plastic | After 2014 |  | Non-Lead | No | No |  | Single Family Residence | No | No | No | Tier 5
9299946 | 225 | Blooming Trail | Kyle | 78640 | Woodlands Park Subdivision | 29.9543 | -97.8506 | Non-Lead - Plastic | No | Between 1989 and 2014 |  | Non-Lead - Plastic | After 2014 |  | Non-Lead | No | No |  | Single Family Residence | No | No | No | Tier 5
823273 | 236 | Blooming Trail | Kyle | 78640 | Woodlands Park Subdivision | 29.9541 | -97.8501 | Non-Lead - Plastic | No | Between 1989 and 2014 |  | Non-Lead - Plastic | After 2014 |  | Non-Lead | No | No |  | Single Family Residence | No | No | No | Tier 5
9400814 | 237 | Blooming Trail | Kyle | 78640 | Woodlands Park Subdivision | 29.9544 | -97.8505 | Non-Lead - Plastic | No | Between 1989 and 2014 |  | Non-Lead - Plastic | After 2014 |  | Non-Lead | No | No |  | Single Family Residence | No | No | No | Tier 5
9477184 | 248 | Blooming Trail | Kyle | 78640 | Woodlands Park Subdivision | 29.9542 | -97.8499 | Non-Lead - Plastic | No | Between 1989 and 2014 |  | Non-Lead - Plastic | After 2014 |  | Non-Lead | No | No |  | Single Family Residence | No | No | No | Tier 5
9523992 | 249 | Blooming Trail | Kyle | 78640 | Woodlands Park Subdivision | 29.9546 | -97.8503 | Non-Lead - Plastic | No | Between 1989 and 2014 |  | Non-Lead - Plastic | After 2014 |  | Non-Lead | No | No |  | Single Family Residence | No | No | No | Tier 5
9613104 | 260 | Blooming Trail | Kyle | 78640 | Woodlands Park Subdivision | 29.9544 | -97.8498 | Non-Lead - Plastic | No | Between 1989 and 2014 |  | Non-Lead - Plastic | After 2014 |  | Non-Lead | No | No |  | Single Family Residence | No | No | No | Tier 5
9474195 | 261 | Blooming Trail | Kyle | 78640 | Woodlands Park Subdivision | 29.9547 | -97.8502 | Non-Lead - Plastic | No | Between 1989 and 2014 |  | Non-Lead - Plastic | After 2014 |  | Non-Lead | No | No |  | Single Family Residence | No | No | No | Tier 5
261303 | 272 | Blooming Trail | Kyle | 78640 | Woodlands Park Subdivision | 29.9545 | -97.8496 | Non-Lead - Plastic | No | Between 1989 and 2014 |  | Non-Lead - Plastic | After 2014 |  | Non-Lead | No | No |  | Single Family Residence | No | No | No | Tier 5
9537478 | 273 | Blooming Trail | Kyle | 78640 | Woodlands Park Subdivision | 29.9548 | -97.85 | Non-Lead - Plastic | No | Between 1989 and 2014 |  | Non-Lead - Plastic | After 2014 |  | Non-Lead | No | No |  | Single Family Residence | No | No | No | Tier 5
9474062 | 284 | Blooming Trail | Kyle | 78640 | Woodlands Park Subdivision | 29.9546 | -97.8495 | Non-Lead - Plastic | No | Between 1989 and 2014 |  | Non-Lead - Plastic | After 2014 |  | Non-Lead | No | No |  | Single Family Residence | No | No | No | Tier 5
9537237 | 285 | Blooming Trail | Kyle | 78640 | Woodlands Park Subdivision | 29.955 | -97.8499 | Non-Lead - Plastic | No | Between 1989 and 2014 |  | Non-Lead - Plastic | After 2014 |  | Non-Lead | No | No |  | Single Family Residence | No | No | No | Tier 5
9474222 | 296 | Blooming Trail | Kyle | 78640 | Woodlands Park Subdivision | 29.9547 | -97.8493 | Non-Lead - Plastic | No | Between 1989 and 2014 |  | Non-Lead - Plastic | After 2014 |  | Non-Lead | No | No |  | Single Family Residence | No | No | No | Tier 5
260985 | 297 | Blooming Trail | Kyle | 78640 | Woodlands Park Subdivision | 29.9551 | -97.8497 | Non-Lead - Plastic | No | Between 1989 and 2014 |  | Non-Lead - Plastic | After 2014 |  | Non-Lead | No | No |  | Single Family Residence | No | No | No | Tier 5
9537582 | 308 | Blooming Trail | Kyle | 78640 | Woodlands Park Subdivision | 29.9549 | -97.8492 | Non-Lead - Plastic | No | Between 1989 and 2014 |  | Non-Lead - Plastic | After 2014 |  | Non-Lead | No | No |  | Single Family Residence | No | No | No | Tier 5
9471013 | 309 | Blooming Trail | Kyle | 78640 | Woodlands Park Subdivision | 29.9552 | -97.8496 | Non-Lead - Plastic | No | Between 1989 and 2014 |  | Non-Lead - Plastic | After 2014 |  | Non-Lead | No | No |  | Single Family Residence | No | No | No | Tier 5
9538244 | 320 | Blooming Trail | Kyle | 78640 | Woodlands Park Subdivision | 29.955 | -97.8491 | Non-Lead - Plastic | No | Between 1989 and 2014 |  | Non-Lead - Plastic | After 2014 |  | Non-Lead | No | No |  | Single Family Residence | No | No | No | Tier 5
9612316 | 321 | Blooming Trail | Kyle | 78640 | Woodlands Park Subdivision | 29.9553 | -97.8494 | Non-Lead - Plastic | No | Between 1989 and 2014 |  | Non-Lead - Plastic | After 2014 |  | Non-Lead | No | No |  | Single Family Residence | No | No | No | Tier 5
9538212 | 332 | Blooming Trail | Kyle | 78640 | Woodlands Park Subdivision | 29.9551 | -97.8489 | Non-Lead - Plastic | No | Between 1989 and 2014 |  | Non-Lead - Plastic | After 2014 |  | Non-Lead | No | No |  | Single Family Residence | No | No | No | Tier 5
9480224 | 333 | Blooming Trail | Kyle | 78640 | Woodlands Park Subdivision | 29.9555 | -97.8493 | Non-Lead - Plastic | No | Between 1989 and 2014 |  | Non-Lead - Plastic | After 2014 |  | Non-Lead | No | No |  | Single Family Residence | No | No | No | Tier 5
9480279 | 344 | Blooming Trail | Kyle | 78640 | Woodlands Park Subdivision | 29.9553 | -97.8488 | Non-Lead - Plastic | No | Between 1989 and 2014 |  | Non-Lead - Plastic | After 2014 |  | Non-Lead | No | No |  | Single Family Residence | No | No | No | Tier 5
9479094 | 345 | Blooming Trail | Kyle | 78640 | Woodlands Park Subdivision | 29.9556 | -97.8492 | Non-Lead - Plastic | No | Between 1989 and 2014 |  | Non-Lead - Plastic | After 2014 |  | Non-Lead | No | No |  | Single Family Residence | No | No | No | Tier 5
9258490 | 369 | Blooming Trail | Kyle | 78640 | Woodlands Park Subdivision | 29.9559 | -97.8488 | Non-Lead - Plastic | No | Between 1989 and 2014 |  | Non-Lead - Plastic | After 2014 |  | Non-Lead | No | No |  | Single Family Residence | No | No | No | Tier 5
9263428 | 381 | Blooming Trail | Kyle | 78640 | Woodlands Park Subdivision | 29.956 | -97.8487 | Non-Lead - Plastic | No | Between 1989 and 2014 |  | Non-Lead - Plastic | After 2014 |  | Non-Lead | No | No |  | Single Family Residence | No | No | No | Tier 5
834885 | 393 | Blooming Trail | Kyle | 78640 | Woodlands Park Subdivision | 29.9561 | -97.8485 | Non-Lead - Plastic | No | Between 1989 and 2014 |  | Non-Lead - Plastic | After 2014 |  | Non-Lead | No | No |  | Single Family Residence | No | No | No | Tier 5
9613617 | 405 | Blooming Trail | Kyle | 78640 | Woodlands Park Subdivision | 29.9562 | -97.8484 | Non-Lead - Plastic | No | Between 1989 and 2014 |  | Non-Lead - Plastic | After 2014 |  | Non-Lead | No | No |  | Single Family Residence | No | No | No | Tier 5
835173 | 417 | Blooming Trail | Kyle | 78640 | Woodlands Park Subdivision | 29.9564 | -97.8483 | Non-Lead - Plastic | No | Between 1989 and 2014 |  | Non-Lead - Plastic | After 2014 |  | Non-Lead | No | No |  | Single Family Residence | No | No | No | Tier 5
834550 | 429 | Blooming Trail | Kyle | 78640 | Woodlands Park Subdivision | 29.9565 | -97.8481 | Non-Lead - Plastic | No | Between 1989 and 2014 |  | Non-Lead - Plastic | After 2014 |  | Non-Lead | No | No |  | Single Family Residence | No | No | No | Tier 5
803372 | 100 | Night Sky Drive | Kyle | 78640 | Woodlands Park Subdivision | 29.956 | -97.8481 | Non-Lead - Plastic | No | Between 1989 and 2014 |  | Non-Lead - Plastic | After 2014 |  | Non-Lead | No | No |  | Single Family Residence | No | No | No | Tier 5
834882 | 101 | Night Sky Drive | Kyle | 78640 | Woodlands Park Subdivision | 29.9561 | -97.8479 | Non-Lead - Plastic | No | Between 1989 and 2014 |  | Non-Lead - Plastic | After 2014 |  | Non-Lead | No | No |  | Single Family Residence | No | No | No | Tier 5
831803 | 112 | Night Sky Drive | Kyle | 78640 | Woodlands Park Subdivision | 29.9559 | -97.848 | Non-Lead - Plastic | No | Between 1989 and 2014 |  | Non-Lead - Plastic | After 2014 |  | Non-Lead | No | No |  | Single Family Residence | No | No | No | Tier 5
833434 | 113 | Night Sky Drive | Kyle | 78640 | Woodlands Park Subdivision | 29.956 | -97.8478 | Non-Lead - Plastic | No | Between 1989 and 2014 |  | Non-Lead - Plastic | After 2014 |  | Non-Lead | No | No |  | Single Family Residence | No | No | No | Tier 5
00818788 | 124 | Night Sky Drive | Kyle | 78640 | Woodlands Park Subdivision | 29.9558 | -97.8478 | Non-Lead - Plastic | No | Between 1989 and 2014 |  | Non-Lead - Plastic | After 2014 |  | Non-Lead | No | No |  | Single Family Residence | No | No | No | Tier 5
796323 | 125 | Night Sky Drive | Kyle | 78640 | Woodlands Park Subdivision | 29.9559 | -97.8477 | Non-Lead - Plastic | No | Between 1989 and 2014 |  | Non-Lead - Plastic | After 2014 |  | Non-Lead | No | No |  | Single Family Residence | No | No | No | Tier 5
9248687 | 136 | Night Sky Drive | Kyle | 78640 | Woodlands Park Subdivision | 29.9556 | -97.8477 | Non-Lead - Plastic | No | Between 1989 and 2014 |  | Non-Lead - Plastic | After 2014 |  | Non-Lead | No | No |  | Single Family Residence | No | No | No | Tier 5
261081 | 137 | Night Sky Drive | Kyle | 78640 | Woodlands Park Subdivision | 29.9558 | -97.8476 | Non-Lead - Plastic | No | Between 1989 and 2014 |  | Non-Lead - Plastic | After 2014 |  | Non-Lead | No | No |  | Single Family Residence | No | No | No | Tier 5
827947 | 148 | Night Sky Drive | Kyle | 78640 | Woodlands Park Subdivision | 29.9555 | -97.8476 | Non-Lead - Plastic | No | Between 1989 and 2014 |  | Non-Lead - Plastic | After 2014 |  | Non-Lead | No | No |  | Single Family Residence | No | No | No | Tier 5
9246812 | 149 | Night Sky Drive | Kyle | 78640 | Woodlands Park Subdivision | 29.9556 | -97.8474 | Non-Lead - Plastic | No | Between 1989 and 2014 |  | Non-Lead - Plastic | After 2014 |  | Non-Lead | No | No |  | Single Family Residence | No | No | No | Tier 5
831999 | 160 | Night Sky Drive | Kyle | 78640 | Woodlands Park Subdivision | 29.9554 | -97.8474 | Non-Lead - Plastic | No | Between 1989 and 2014 |  | Non-Lead - Plastic | After 2014 |  | Non-Lead | No | No |  | Single Family Residence | No | No | No | Tier 5
9272006 | 161 | Night Sky Drive | Kyle | 78640 | Woodlands Park Subdivision | 29.9555 | -97.8473 | Non-Lead - Plastic | No | Between 1989 and 2014 |  | Non-Lead - Plastic | After 2014 |  | Non-Lead | No | No |  | Single Family Residence | No | No | No | Tier 5
9253950 | 173 | Night Sky Drive | Kyle | 78640 | Woodlands Park Subdivision | 29.9554 | -97.8472 | Non-Lead - Plastic | No | Between 1989 and 2014 |  | Non-Lead - Plastic | After 2014 |  | Non-Lead | No | No |  | Single Family Residence | No | No | No | Tier 5
9253956 | 185 | Night Sky Drive | Kyle | 78640 | Woodlands Park Subdivision | 29.9553 | -97.847 | Non-Lead - Plastic | No | Between 1989 and 2014 |  | Non-Lead - Plastic | After 2014 |  | Non-Lead | No | No |  | Single Family Residence | No | No | No | Tier 5
820611 | 197 | Night Sky Drive | Kyle | 78640 | Woodlands Park Subdivision | 29.9552 | -97.8469 | Non-Lead - Plastic | No | Between 1989 and 2014 |  | Non-Lead - Plastic | After 2014 |  | Non-Lead | No | No |  | Single Family Residence | No | No | No | Tier 5
825176 | 100 | Forrest Moon Lane | Kyle | 78640 | Woodlands Park Subdivision | 29.9524 | -97.8497 | Non-Lead - Plastic | No | Between 1989 and 2014 |  | Non-Lead - Plastic | After 2014 |  | Non-Lead | No | No |  | Single Family Residence | No | No | No | Tier 5
793965 | 112 | Forrest Moon Lane | Kyle | 78640 | Woodlands Park Subdivision | 29.9525 | -97.8496 | Non-Lead - Plastic | No | Between 1989 and 2014 |  | Non-Lead - Plastic | After 2014 |  | Non-Lead | No | No |  | Single Family Residence | No | No | No | Tier 5
823071 | 124 | Forest Moon Lane | Kyle | 78640 | Woodlands Park Subdivision | 29.9885 | -97.8762 | Non-Lead - Plastic | No | Between 1989 and 2014 |  | Non-Lead - Plastic | After 2014 |  | Non-Lead | No | No |  | Single Family Residence | No | No | No | Tier 5
824253 | 136 | Forrest Moon Lane | Kyle | 78640 | Woodlands Park Subdivision | 29.9525 | -97.8494 | Non-Lead - Plastic | No | Between 1989 and 2014 |  | Non-Lead - Plastic | After 2014 |  | Non-Lead | No | No |  | Single Family Residence | No | No | No | Tier 5
821783 | 148 | Forrest Moon Lane | Kyle | 78640 | Woodlands Park Subdivision | 29.9526 | -97.8492 | Non-Lead - Plastic | No | Between 1989 and 2014 |  | Non-Lead - Plastic | After 2014 |  | Non-Lead | No | No |  | Single Family Residence | No | No | No | Tier 5
12983605 | 172 | Forrest Moon Lane | Kyle | 78640 | Woodlands Park Subdivision | 29.9531 | -97.8488 | Non-Lead - Plastic | No | Between 1989 and 2014 |  | Non-Lead - Plastic | After 2014 |  | Non-Lead | No | No |  | Single Family Residence | No | No | No | Tier 5
807723 | 173 | Forrest Moon Lane | Kyle | 78640 | Woodlands Park Subdivision | 29.9536 | -97.8486 | Non-Lead - Plastic | No | Between 1989 and 2014 |  | Non-Lead - Plastic | After 2014 |  | Non-Lead | No | No |  | Single Family Residence | No | No | No | Tier 5
12980107 | 184 | Forrest Moon Lane | Kyle | 78640 | Woodlands Park Subdivision | 29.9533 | -97.8487 | Non-Lead - Plastic | No | Between 1989 and 2014 |  | Non-Lead - Plastic | After 2014 |  | Non-Lead | No | No |  | Single Family Residence | No | No | No | Tier 5
764021 | 185 | Forrest Moon Lane | Kyle | 78640 | Woodlands Park Subdivision | 29.9536 | -97.8485 | Non-Lead - Plastic | No | Between 1989 and 2014 |  | Non-Lead - Plastic | After 2014 |  | Non-Lead | No | No |  | Single Family Residence | No | No | No | Tier 5
12979004 | 196 | Forrest Moon Lane | Kyle | 78640 | Woodlands Park Subdivision | 29.9534 | -97.8486 | Non-Lead - Plastic | No | Between 1989 and 2014 |  | Non-Lead - Plastic | After 2014 |  | Non-Lead | No | No |  | Single Family Residence | No | No | No | Tier 5
777262 | 197 | Forrest Moon Lane | Kyle | 78640 | Woodlands Park Subdivision | 29.9537 | -97.8484 | Non-Lead - Plastic | No | Between 1989 and 2014 |  | Non-Lead - Plastic | After 2014 |  | Non-Lead | No | No |  | Single Family Residence | No | No | No | Tier 5
12975632 | 208 | Forrest Moon Lane | Kyle | 78640 | Woodlands Park Subdivision | 29.9535 | -97.8484 | Non-Lead - Plastic | No | Between 1989 and 2014 |  | Non-Lead - Plastic | After 2014 |  | Non-Lead | No | No |  | Single Family Residence | No | No | No | Tier 5
775437 | 209 | Forrest Moon Lane | Kyle | 78640 | Woodlands Park Subdivision | 29.9538 | -97.8483 | Non-Lead - Plastic | No | Between 1989 and 2014 |  | Non-Lead - Plastic | After 2014 |  | Non-Lead | No | No |  | Single Family Residence | No | No | No | Tier 5
801052 | 220 | Forrest Moon Lane | Kyle | 78640 | Woodlands Park Subdivision | 29.9536 | -97.8483 | Non-Lead - Plastic | No | Between 1989 and 2014 |  | Non-Lead - Plastic | After 2014 |  | Non-Lead | No | No |  | Single Family Residence | No | No | No | Tier 5
767677 | 221 | Forrest Moon Lane | Kyle | 78640 | Woodlands Park Subdivision | 29.9539 | -97.8482 | Non-Lead - Plastic | No | Between 1989 and 2014 |  | Non-Lead - Plastic | After 2014 |  | Non-Lead | No | No |  | Single Family Residence | No | No | No | Tier 5
801294 | 232 | Forrest Moon Lane | Kyle | 78640 | Woodlands Park Subdivision | 29.9535 | -97.8482 | Non-Lead - Plastic | No | Between 1989 and 2014 |  | Non-Lead - Plastic | After 2014 |  | Non-Lead | No | No |  | Single Family Residence | No | No | No | Tier 5
778966 | 233 | Forrest Moon Lane | Kyle | 78640 | Woodlands Park Subdivision | 29.9537 | -97.8482 | Non-Lead - Plastic | No | Between 1989 and 2014 |  | Non-Lead - Plastic | After 2014 |  | Non-Lead | No | No |  | Single Family Residence | No | No | No | Tier 5
814978 | 244 | Forrest Moon Lane | Kyle | 78640 | Woodlands Park Subdivision | 29.9538 | -97.8481 | Non-Lead - Plastic | No | Between 1989 and 2014 |  | Non-Lead - Plastic | After 2014 |  | Non-Lead | No | No |  | Single Family Residence | No | No | No | Tier 5
764588 | 245 | Forrest Moon Lane | Kyle | 78640 | Woodlands Park Subdivision | 29.9541 | -97.8481 | Non-Lead - Plastic | No | Between 1989 and 2014 |  | Non-Lead - Plastic | After 2014 |  | Non-Lead | No | No |  | Single Family Residence | No | No | No | Tier 5
9249329 | 256 | Forrest Moon Lane | Kyle | 78640 | Woodlands Park Subdivision | 29.9539 | -97.8479 | Non-Lead - Plastic | No | Between 1989 and 2014 |  | Non-Lead - Plastic | After 2014 |  | Non-Lead | No | No |  | Single Family Residence | No | No | No | Tier 5
9307365 | 257 | Forrest Moon Lane | Kyle | 78640 | Woodlands Park Subdivision | 29.9541 | -97.848 | Non-Lead - Plastic | No | Between 1989 and 2014 |  | Non-Lead - Plastic | After 2014 |  | Non-Lead | No | No |  | Single Family Residence | No | No | No | Tier 5
818799 | 268 | Forrest Moon Lane | Kyle | 78640 | Woodlands Park Subdivision | 29.954 | -97.8478 | Non-Lead - Plastic | No | Between 1989 and 2014 |  | Non-Lead - Plastic | After 2014 |  | Non-Lead | No | No |  | Single Family Residence | No | No | No | Tier 5
1409047 | 269 | Forrest Moon Lane | Kyle | 78640 | Woodlands Park Subdivision/ 00771488 | 29.9542 | -97.8479 | Non-Lead - Plastic | No | Between 1989 and 2014 |  | Non-Lead - Plastic | After 2014 |  | Non-Lead | No | No |  | Single Family Residence | No | No | No | Tier 5
817715 | 280 | Forrest Moon Lane | Kyle | 78640 | Woodlands Park Subdivision | 29.9542 | -97.8477 | Non-Lead - Plastic | No | Between 1989 and 2014 |  | Non-Lead - Plastic | After 2014 |  | Non-Lead | No | No |  | Single Family Residence | No | No | No | Tier 5
768884 | 281 | Forrest Moon Lane | Kyle | 78640 | Woodlands Park Subdivision | 29.9543 | -97.8478 | Non-Lead - Plastic | No | Between 1989 and 2014 |  | Non-Lead - Plastic | After 2014 |  | Non-Lead | No | No |  | Single Family Residence | No | No | No | Tier 5
817252 | 292 | Forrest Moon Lane | Kyle | 78640 | Woodlands Park Subdivision | 29.9543 | -97.8476 | Non-Lead - Plastic | No | Between 1989 and 2014 |  | Non-Lead - Plastic | After 2014 |  | Non-Lead | No | No |  | Single Family Residence | No | No | No | Tier 5
875384 | 293 | Forrest Moon Lane | Kyle | 78640 | Woodlands Park Subdivision/ 00833610 | 29.9547 | -97.8478 | Non-Lead - Plastic | No | Between 1989 and 2014 |  | Non-Lead - Plastic | Between 1989 and 2014 |  | Non-Lead | No | No |  | Single Family Residence | No | No | No | Tier 5
833610 | 305 | Forrest Moon Lane | Kyle | 78640 | Woodlands Park Subdivision/ 00875384 | 29.9547 | -97.8476 | Non-Lead - Plastic | No | Between 1989 and 2014 |  | Non-Lead - Plastic | Between 1989 and 2014 |  | Non-Lead | No | No |  | Single Family Residence | No | No | No | Tier 5
9246607 | 316 | Forrest Moon Lane | Kyle | 78640 | Woodlands Park Subdivision | 29.9546 | -97.8472 | Non-Lead - Plastic | No | Between 1989 and 2014 |  | Non-Lead - Plastic | After 2014 |  | Non-Lead | No | No |  | Single Family Residence | No | No | No | Tier 5
835802 | 317 | Forrest Moon Lane | Kyle | 78640 | Woodlands Park Subdivision | 29.9547 | -97.8474 | Non-Lead - Plastic | No | Between 1989 and 2014 |  | Non-Lead - Plastic | After 2014 |  | Non-Lead | No | No |  | Single Family Residence | No | No | No | Tier 5
816517 | 328 | Forrest Moon Lane | Kyle | 78640 | Woodlands Park Subdivision | 29.9546 | -97.8472 | Non-Lead - Plastic | No | Between 1989 and 2014 |  | Non-Lead - Plastic | After 2014 |  | Non-Lead | No | No |  | Single Family Residence | No | No | No | Tier 5
833517 | 329 | Forrest Moon Lane | Kyle | 78640 | Woodlands Park Subdivision | 29.9547 | -97.8473 | Non-Lead - Plastic | No | Between 1989 and 2014 |  | Non-Lead - Plastic | After 2014 |  | Non-Lead | No | No |  | Single Family Residence | No | No | No | Tier 5
816597 | 340 | Forrest Moon Lane | Kyle | 78640 | Woodlands Park Subdivision | 29.9547 | -97.8471 | Non-Lead - Plastic | No | Between 1989 and 2014 |  | Non-Lead - Plastic | After 2014 |  | Non-Lead | No | No |  | Single Family Residence | No | No | No | Tier 5
9242798 | 341 | Forrest Moon Lane | Kyle | 78640 | Woodlands Park Subdivision | 29.9548 | -97.8473 | Non-Lead - Plastic | No | Between 1989 and 2014 |  | Non-Lead - Plastic | After 2014 |  | Non-Lead | No | No |  | Single Family Residence | No | No | No | Tier 5
9189279 | 352 | Forrest Moon Lane | Kyle | 78640 | Woodlands Park Subdivision | 29.9547 | -97.8471 | Non-Lead - Plastic | No | Between 1989 and 2014 |  | Non-Lead - Plastic | After 2014 |  | Non-Lead | No | No |  | Single Family Residence | No | No | No | Tier 5
817669 | 364 | Forrest Moon Lane | Kyle | 78640 | Woodlands Park Subdivision | 29.9548 | -97.847 | Non-Lead - Plastic | No | Between 1989 and 2014 |  | Non-Lead - Plastic | After 2014 |  | Non-Lead | No | No |  | Single Family Residence | No | No | No | Tier 5
780891 | 101 | Sun Ray Drive | Kyle | 78640 | Woodlands Park Subdivision | 29.9534 | -97.851 | Non-Lead - Plastic | No | Between 1989 and 2014 |  | Non-Lead - Plastic | After 2014 |  | Non-Lead | No | No |  | Single Family Residence | No | No | No | Tier 5
12976268 | 115 | Sun Ray Drive | Kyle | 78640 | Woodlands Park Subdivision | 29.9533 | -97.8508 | Non-Lead - Plastic | No | Between 1989 and 2014 |  | Non-Lead - Plastic | After 2014 |  | Non-Lead | No | No |  | Single Family Residence | No | No | No | Tier 5
15573284 | 124 | Sun Ray Drive | Kyle | 78640 | Woodlands Park Subdivision/ 00788040 | 29.9531 | -97.8509 | Non-Lead - Plastic | No | Between 1989 and 2014 |  | Non-Lead - Plastic | After 2014 |  | Non-Lead | No | No |  | Single Family Residence | No | No | No | Tier 5
769543 | 129 | Sun Ray Drive | Kyle | 78640 | Woodlands Park Subdivision | 29.9531 | -97.8507 | Non-Lead - Plastic | No | Between 1989 and 2014 |  | Non-Lead - Plastic | After 2014 |  | Non-Lead | No | No |  | Single Family Residence | No | No | No | Tier 5
12979609 | 136 | Sun Ray Drive | Kyle | 78640 | Woodlands Park Subdivision | 29.9529 | -97.8507 | Non-Lead - Plastic | No | Between 1989 and 2014 |  | Non-Lead - Plastic | After 2014 |  | Non-Lead | No | No |  | Single Family Residence | No | No | No | Tier 5
12963028 | 143 | Sun Ray Drive | Kyle | 78640 | Woodlands Park Subdivision | 29.953 | -97.8505 | Non-Lead - Plastic | No | Between 1989 and 2014 |  | Non-Lead - Plastic | After 2014 |  | Non-Lead | No | No |  | Single Family Residence | No | No | No | Tier 5
12984760 | 148 | Sun Ray Drive | Kyle | 78640 | Woodlands Park Subdivision | 29.9528 | -97.8506 | Non-Lead - Plastic | No | Between 1989 and 2014 |  | Non-Lead - Plastic | After 2014 |  | Non-Lead | No | No |  | Single Family Residence | No | No | No | Tier 5
12963887 | 157 | Sun Ray Drive | Kyle | 78640 | Woodlands Park Subdivision | 29.9529 | -97.8504 | Non-Lead - Plastic | No | Between 1989 and 2014 |  | Non-Lead - Plastic | After 2014 |  | Non-Lead | No | No |  | Single Family Residence | No | No | No | Tier 5
798224 | 160 | Sun Ray Drive | Kyle | 78640 | Woodlands Park Subdivision | 29.9527 | -97.8505 | Non-Lead - Plastic | No | Between 1989 and 2014 |  | Non-Lead - Plastic | After 2014 |  | Non-Lead | No | No |  | Single Family Residence | No | No | No | Tier 5
778215 | 171 | Sun Ray Drive | Kyle | 78640 | Woodlands Park Subdivision | 29.9527 | -97.8502 | Non-Lead - Plastic | No | Between 1989 and 2014 |  | Non-Lead - Plastic | After 2014 |  | Non-Lead | No | No |  | Single Family Residence | No | No | No | Tier 5
778053 | 172 | Sun Ray Drive | Kyle | 78640 | Woodlands Park Subdivision | 29.9526 | -97.8503 | Non-Lead - Plastic | No | Between 1989 and 2014 |  | Non-Lead - Plastic | After 2014 |  | Non-Lead | No | No |  | Single Family Residence | No | No | No | Tier 5
9186405 | 185 | Sun Ray Drive | Kyle | 78640 | Woodlands Park Subdivision | 29.9526 | -97.8501 | Non-Lead - Plastic | No | Between 1989 and 2014 |  | Non-Lead - Plastic | After 2014 |  | Non-Lead | No | No |  | Single Family Residence | No | No | No | Tier 5
776307 | 184 | Sun Ray Drive | Kyle | 78640 | Woodlands Park Subdivision | 29.9525 | -97.8502 | Non-Lead - Plastic | No | Between 1989 and 2014 |  | Non-Lead - Plastic | After 2014 |  | Non-Lead | No | No |  | Single Family Residence | No | No | No | Tier 5
12962954 | 196 | Sun Ray Drive | Kyle | 78640 | Woodlands Park Subdivision | 29.9524 | -97.8501 | Non-Lead - Plastic | No | Between 1989 and 2014 |  | Non-Lead - Plastic | After 2014 |  | Non-Lead | No | No |  | Single Family Residence | No | No | No | Tier 5
820882 | 160 | Shooting Star Drive | Kyle | 78640 | Woodlands Park Subdivision | 29.9536 | -97.8502 | Non-Lead - Plastic | No | Between 1989 and 2014 |  | Non-Lead - Plastic | After 2014 |  | Non-Lead | No | No |  | Single Family Residence | No | No | No | Tier 5
812229 | 174 | Shooting Star Drive | Kyle | 78640 | Woodlands Park Subdivision | 29.9536 | -97.8501 | Non-Lead - Plastic | No | Between 1989 and 2014 |  | Non-Lead - Plastic | After 2014 |  | Non-Lead | No | No |  | Single Family Residence | No | No | No | Tier 5
9249327 | 188 | Shooting Star Drive | Kyle | 78640 | Woodlands Park Subdivision | 29.9535 | -97.8501 | Non-Lead - Plastic | No | Between 1989 and 2014 |  | Non-Lead - Plastic | After 2014 |  | Non-Lead | No | No |  | Single Family Residence | No | No | No | Tier 5
12981212 | 202 | Shooting Star Drive | Kyle | 78640 | Woodlands Park Subdivision | 29.9533 | -97.8498 | Non-Lead - Plastic | No | Between 1989 and 2014 |  | Non-Lead - Plastic | After 2014 |  | Non-Lead | No | No |  | Single Family Residence | No | No | No | Tier 5
799692 | 216 | Shooting Star Drive | Kyle | 78640 | Woodlands Park Subdivision | 29.9532 | -97.8498 | Non-Lead - Plastic | No | Between 1989 and 2014 |  | Non-Lead - Plastic | After 2014 |  | Non-Lead | No | No |  | Single Family Residence | No | No | No | Tier 5
12977227 | 230 | Shooting Star Drive | Kyle | 78640 | Woodlands Park Subdivision | 29.9532 | -97.8497 | Non-Lead - Plastic | No | Between 1989 and 2014 |  | Non-Lead - Plastic | After 2014 |  | Non-Lead | No | No |  | Single Family Residence | No | No | No | Tier 5
795604 | 244 | Shooting Star Drive | Kyle | 78640 | Woodlands Park Subdivision | 29.9531 | -97.8496 | Non-Lead - Plastic | No | Between 1989 and 2014 |  | Non-Lead - Plastic | After 2014 |  | Non-Lead | No | No |  | Single Family Residence | No | No | No | Tier 5
822320 | 100 | Moon Beam Drive | Kyle | 78640 | Woodlands Park Subdivision | 29.9887 | -97.8763 | Non-Lead - Plastic | No | Between 1989 and 2014 |  | Non-Lead - Plastic | After 2014 |  | Non-Lead | No | No |  | Single Family Residence | No | No | No | Tier 5
825181 | 101 | Moon Beam Drive | Kyle | 78640 | Woodlands Park Subdivision | 29.9927 | -97.8754 | Non-Lead - Plastic | No | Between 1989 and 2014 |  | Non-Lead - Plastic | After 2014 |  | Non-Lead | No | No |  | Single Family Residence | No | No | No | Tier 5
822453 | 112 | Moon Beam Drive | Kyle | 78640 | Woodlands Park Subdivision | 29.9888 | -97.8763 | Non-Lead - Plastic | No | Between 1989 and 2014 |  | Non-Lead - Plastic | After 2014 |  | Non-Lead | No | No |  | Single Family Residence | No | No | No | Tier 5
828520 | 113 | Moon Beam Drive | Kyle | 78640 | Woodlands Park Subdivision | 29.9888 | -97.8763 | Non-Lead - Plastic | No | Between 1989 and 2014 |  | Non-Lead - Plastic | After 2014 |  | Non-Lead | No | No |  | Single Family Residence | No | No | No | Tier 5
845689 | 124 | Moon Beam Drive | Kyle | 78640 | Woodlands Park Subdivision | 29.9889 | -97.8763 | Non-Lead - Plastic | No | Between 1989 and 2014 |  | Non-Lead - Plastic | After 2014 |  | Non-Lead | No | No |  | Single Family Residence | No | No | No | Tier 5
825117 | 125 | Moon Beam Drive | Kyle | 78640 | Woodlands Park Subdivision | 29.9889 | -97.8763 | Non-Lead - Plastic | No | Between 1989 and 2014 |  | Non-Lead - Plastic | After 2014 |  | Non-Lead | No | No |  | Single Family Residence | No | No | No | Tier 5
823144 | 136 | Moon Beam Drive | Kyle | 78640 | Woodlands Park Subdivision | 29.989 | -97.8763 | Non-Lead - Plastic | No | Between 1989 and 2014 |  | Non-Lead - Plastic | After 2014 |  | Non-Lead | No | No |  | Single Family Residence | No | No | No | Tier 5
822987 | 137 | Moon Beam Drive | Kyle | 78640 | Woodlands Park Subdivision | 29.989 | -97.8763 | Non-Lead - Plastic | No | Between 1989 and 2014 |  | Non-Lead - Plastic | After 2014 |  | Non-Lead | No | No |  | Single Family Residence | No | No | No | Tier 5
820572 | 148 | Moon Beam Drive | Kyle | 78640 | Woodlands Park Subdivision | 29.9891 | -97.8763 | Non-Lead - Plastic | No | Between 1989 and 2014 |  | Non-Lead - Plastic | After 2014 |  | Non-Lead | No | No |  | Single Family Residence | No | No | No | Tier 5
9477229 | 149 | Moon Beam Drive | Kyle | 78640 | Woodlands Park Subdivision | 29.9927 | -97.8754 | Non-Lead - Plastic | No | Between 1989 and 2014 |  | Non-Lead - Plastic | After 2014 |  | Non-Lead | No | No |  | Single Family Residence | No | No | No | Tier 5
877448 | 160 | Moon Beam Drive | Kyle | 78640 | Woodlands Park Subdivision | 29.9892 | -97.8763 | Non-Lead - Plastic | No | Between 1989 and 2014 |  | Non-Lead - Plastic | After 2014 |  | Non-Lead | No | No |  | Single Family Residence | No | No | No | Tier 5
9476335 | 161 | Moon Beam Drive | Kyle | 78640 | Woodlands Park Subdivision | 29.9892 | -97.8763 | Non-Lead - Plastic | No | Between 1989 and 2014 |  | Non-Lead - Plastic | After 2014 |  | Non-Lead | No | No |  | Single Family Residence | No | No | No | Tier 5
9472079 | 172 | Moon Beam Drive | Kyle | 78640 | Woodlands Park Subdivision | 29.9893 | -97.8762 | Non-Lead - Plastic | No | Between 1989 and 2014 |  | Non-Lead - Plastic | After 2014 |  | Non-Lead | No | No |  | Single Family Residence | No | No | No | Tier 5
9474288 | 173 | Moon Beam Drive | Kyle | 78640 | Woodlands Park Subdivision | 29.9893 | -97.8762 | Non-Lead - Plastic | No | Between 1989 and 2014 |  | Non-Lead - Plastic | After 2014 |  | Non-Lead | No | No |  | Single Family Residence | No | No | No | Tier 5
15635153 | 184 | Moon Beam Drive | Kyle | 78640 | Woodlands Park Subdivision\ 15508404 | 29.9894 | -97.8762 | Non-Lead - Plastic | No | Between 1989 and 2014 |  | Non-Lead - Plastic | After 2014 |  | Non-Lead | No | No |  | Single Family Residence | No | No | No | Tier 5
9474804 | 185 | Moon Beam Drive | Kyle | 78640 | Woodlands Park Subdivision | 29.9895 | -97.8762 | Non-Lead - Plastic | No | Between 1989 and 2014 |  | Non-Lead - Plastic | After 2014 |  | Non-Lead | No | No |  | Single Family Residence | No | No | No | Tier 5
9612893 | 196 | Moon Beam Drive | Kyle | 78640 | Woodlands Park Subdivision | 29.9896 | -97.8762 | Non-Lead - Plastic | No | Between 1989 and 2014 |  | Non-Lead - Plastic | After 2014 |  | Non-Lead | No | No |  | Single Family Residence | No | No | No | Tier 5
9613106 | 197 | Moon Beam Drive | Kyle | 78640 | Woodlands Park Subdivision | 29.9896 | -97.8762 | Non-Lead - Plastic | No | Between 1989 and 2014 |  | Non-Lead - Plastic | After 2014 |  | Non-Lead | No | No |  | Single Family Residence | No | No | No | Tier 5
262263 | 208 | Moon Beam Drive | Kyle | 78640 | Woodlands Park Subdivision | 29.9896 | -97.8762 | Non-Lead - Plastic | No | Between 1989 and 2014 |  | Non-Lead - Plastic | After 2014 |  | Non-Lead | No | No |  | Single Family Residence | No | No | No | Tier 5
297377 | 209 | Moon Beam Drive | Kyle | 78640 | Woodlands Park Subdivision | 29.9897 | -97.8762 | Non-Lead - Plastic | No | Between 1989 and 2014 |  | Non-Lead - Plastic | After 2014 |  | Non-Lead | No | No |  | Single Family Residence | No | No | No | Tier 5
814641 | 220 | Moon Beam Drive | Kyle | 78640 | Woodlands Park Subdivision | 29.9898 | -97.8761 | Non-Lead - Plastic | No | Between 1989 and 2014 |  | Non-Lead - Plastic | After 2014 |  | Non-Lead | No | No |  | Single Family Residence | No | No | No | Tier 5
863592 | 221 | Moon Beam Drive | Kyle | 78640 | Woodlands Park Subdivision | 29.9898 | -97.8761 | Non-Lead - Plastic | No | Between 1989 and 2014 |  | Non-Lead - Plastic | After 2014 |  | Non-Lead | No | No |  | Single Family Residence | No | No | No | Tier 5
817816 | 232 | Moon Beam Drive | Kyle | 78640 | Woodlands Park Subdivision | 29.9899 | -97.8761 | Non-Lead - Plastic | No | Between 1989 and 2014 |  | Non-Lead - Plastic | After 2014 |  | Non-Lead | No | No |  | Single Family Residence | No | No | No | Tier 5
832720 | 147 | Star Light Way | Kyle | 78640 | Woodlands Park Subdivision | 29.9556 | -97.8485 | Non-Lead - Plastic | No | Between 1989 and 2014 |  | Non-Lead - Plastic | After 2014 |  | Non-Lead | No | No |  | Single Family Residence | No | No | No | Tier 5
9612397 | 159 | Star Light Way | Kyle | 78640 | Woodlands Park Subdivision | 29.9555 | -97.8483 | Non-Lead - Plastic | No | Between 1989 and 2014 |  | Non-Lead - Plastic | After 2014 |  | Non-Lead | No | No |  | Single Family Residence | No | No | No | Tier 5
866055 | 171 | Star Light Way | Kyle | 78640 | Woodlands Park Subdivision | 29.9553 | -97.8482 | Non-Lead - Plastic | No | Between 1989 and 2014 |  | Non-Lead - Plastic | After 2014 |  | Non-Lead | No | No |  | Single Family Residence | No | No | No | Tier 5
9266313 | 183 | Star Light Way | Kyle | 78640 | Woodlands Park Subdivision | 29.9552 | -97.848 | Non-Lead - Plastic | No | Between 1989 and 2014 |  | Non-Lead - Plastic | After 2014 |  | Non-Lead | No | No |  | Single Family Residence | No | No | No | Tier 5
861920 | 195 | Star Light Way | Kyle | 78640 | Woodlands Park Subdivision | 29.955 | -97.8478 | Non-Lead - Plastic | No | Between 1989 and 2014 |  | Non-Lead - Plastic | After 2014 |  | Non-Lead | No | No |  | Single Family Residence | No | No | No | Tier 5
3352186 | 253 | Vortex Pass | Kyle | 78640 | Cool Springs Subdivision | 29.9571 | -97.8572 | Non-Lead - Plastic | No | After 2014 |  | Non-Lead - Plastic | After 2014 |  | Non-Lead | No | No |  | Single Family Residence | No | No | No | Tier 5
13378687 | 600 | Drue Drive | Kyle | 78640 |  | 29.9516 | -97.8392 | Non-Lead - Plastic | No | Between 1989 and 2014 |  | Non-Lead - Plastic | After 2014 |  | Non-Lead | No | No |  | Single Family Residence | No | No | No | Tier 5
9753805 | 1727 | Rocky Road | Uhland | 78640 |  | 29.9606 | -97.7604 | Non-Lead - Plastic | No | Between 1989 and 2014 |  | Non-Lead - Plastic | After 2014 |  | Non-Lead | No | No |  | Single Family Residence | No | No | No | Tier 5
3889566 | 343 | Paseo De Perez | Uhland | 78640 |  | 29.9594 | -97.7755 | Non-Lead - Plastic | No | Between 1989 and 2014 |  | Non-Lead - Plastic | After 2014 |  | Non-Lead | No | No |  | Single Family Residence | No | No | No | Tier 5
3890782 | 331 | Paseo De Perez | Uhland | 78640 |  | 29.9594 | -97.7762 | Non-Lead - Plastic | No | Between 1989 and 2014 |  | Non-Lead - Plastic | After 2014 |  | Non-Lead | No | No |  | Single Family Residence | No | No | No | Tier 5
1434763 | 322 | Whoopers Loop | Uhland | 78640 |  | 29.9691 | -97.7901 | Non-Lead - Plastic | No | After 2014 |  | Non-Lead - Plastic | After 2014 |  | Non-Lead | No | No |  | Single Family Residence | No | No | No | Tier 5
1415521 | 330 | Whoopers Loop | Uhland | 78640 |  | 29.969 | -97.7903 | Non-Lead - Plastic | No | After 2014 |  | Non-Lead - Plastic | After 2014 |  | Non-Lead | No | No |  | Single Family Residence | No | No | No | Tier 5
1420220 | 446 | Whoopers Loop | Uhland | 78640 |  | 29.9679 | -97.7919 | Non-Lead - Plastic | No | After 2014 |  | Non-Lead - Plastic | After 2014 |  | Non-Lead | No | No |  | Single Family Residence | No | No | No | Tier 5
1414272 | 209 | GERASA DR | Uhland | 78640 |  | 29.9458 | -97.8027 | Non-Lead - Plastic | No | After 2014 |  | Non-Lead - Plastic | After 2014 |  | Non-Lead | No | No |  | Single Family Residence | No | No | No | Tier 5
1413383 | 201 | GERASA DR | Uhland | 78640 |  | 29.9459 | -97.8026 | Non-Lead - Plastic | No | After 2014 |  | Non-Lead - Plastic | After 2014 |  | Non-Lead | No | No |  | Single Family Residence | No | No | No | Tier 5
1425821 | 448 | El Rey Drive C-3 | Uhland | 78640 |  | 29.984 | -97.7545 | Non-Lead - Plastic | No | After 2014 |  | Non-Lead - Plastic | After 2014 |  | Non-Lead | No | No |  | Single Family Residence | No | No | No | Tier 5
1411472 | 633 | Conchas Street B-8 | Uhland | 78640 |  | 29.9825 | -97.7614 | Non-Lead - Plastic | No | After 2014 |  | Non-Lead - Plastic | After 2014 |  | Non-Lead | No | No |  | Single Family Residence | No | No | No | Tier 5
1407087 | 268 | Frogmore Loop | Uhland | 78640 |  | 29.9443 | -97.8013 | Non-Lead - Plastic | No | After 2014 |  | Non-Lead - Plastic | After 2014 |  | Non-Lead | No | No |  | Single Family Residence | No | No | No | Tier 5
1432573 | 505 | Arnold Loop | Uhland | 78640 |  | 29.9738 | -97.7866 | Non-Lead - Plastic | No | After 2014 |  | Non-Lead - Plastic | After 2014 |  | Non-Lead | No | No |  | Single Family Residence | No | No | No | Tier 5
1421285 | 217 | GERASA DR | Uhland | 78640 |  | 29.9457 | -97.8028 | Non-Lead - Plastic | No | After 2014 |  | Non-Lead - Plastic | After 2014 |  | Non-Lead | No | No |  | Single Family Residence | No | No | No | Tier 5
1425332 | 193 | GERASA DR | Uhland | 78640 |  | 29.946 | -97.8026 | Non-Lead - Plastic | No | After 2014 |  | Non-Lead - Plastic | After 2014 |  | Non-Lead | No | No |  | Single Family Residence | No | No | No | Tier 5
1416653 | 185 | GERASA DR | Uhland | 78640 |  | 29.9461 | -97.8025 | Non-Lead - Plastic | No | After 2014 |  | Non-Lead - Plastic | After 2014 |  | Non-Lead | No | No |  | Single Family Residence | No | No | No | Tier 5
1416323 | 184 | GERASA DR | Uhland | 78640 |  | 29.9465 | -97.8027 | Non-Lead - Plastic | No | After 2014 |  | Non-Lead - Plastic | After 2014 |  | Non-Lead | No | No |  | Single Family Residence | No | No | No | Tier 5
1419951 | 192 | GERASA DR | Uhland | 78640 |  | 29.9464 | -97.8028 | Non-Lead - Plastic | No | After 2014 |  | Non-Lead - Plastic | After 2014 |  | Non-Lead | No | No |  | Single Family Residence | No | No | No | Tier 5
1418546 | 200 | GERASA DR | Uhland | 78640 |  | 29.9463 | -97.8029 | Non-Lead - Plastic | No | After 2014 |  | Non-Lead - Plastic | After 2014 |  | Non-Lead | No | No |  | Single Family Residence | No | No | No | Tier 5
1419448 | 265 | SANDRINGHAM LOOP | Uhland | 78640 |  | 29.9465 | -97.8023 | Non-Lead - Plastic | No | After 2014 |  | Non-Lead - Plastic | After 2014 |  | Non-Lead | No | No |  | Single Family Residence | No | No | No | Tier 5
1417587 | 177 | Gerasa Drive | Uhland | 78640 |  | 29.9461 | -97.8024 | Non-Lead - Plastic | No | After 2014 |  | Non-Lead - Plastic | After 2014 |  | Non-Lead | No | No |  | Single Family Residence | No | No | No | Tier 5
1413247 | 427B | Arnold Loop | Uhland | 78640 |  | 29.9746 | -97.7857 | Non-Lead - Plastic | No | After 2014 |  | Non-Lead - Plastic | After 2014 |  | Non-Lead | No | No |  | Single Family Residence | No | No | No | Tier 5
1426570 | 427A | Arnold Loop | Uhland | 78640 |  | 29.9746 | -97.7857 | Non-Lead - Plastic | No | After 2014 |  | Non-Lead - Plastic | After 2014 |  | Non-Lead | No | No |  | Single Family Residence | No | No | No | Tier 5
1413100 | 451A | Arnold Loop | Uhland | 78640 | sw/wa active | 29.9744 | -97.786 | Non-Lead - Plastic | No | After 2014 |  | Non-Lead - Plastic | After 2014 |  | Non-Lead | No | No |  | Single Family Residence | No | No | No | Tier 5
1414770 | 451B | Arnold Loop | Uhland | 78640 | sw/wa active | 29.9744 | -97.786 | Non-Lead - Plastic | No | After 2014 |  | Non-Lead - Plastic | After 2014 |  | Non-Lead | No | No |  | Single Family Residence | No | No | No | Tier 5
4116665 | 172 | Ehrlich Street | Uhland | 78640 | sw/wa active | 29.9577 | -97.7861 | Non-Lead - Plastic | No | After 2014 |  | Non-Lead - Plastic | After 2014 |  | Non-Lead | No | No |  | Single Family Residence | No | No | No | Tier 5
1414491 | 119 | Ehrlich Street | Uhland | 78640 |  | 29.9577 | -97.7861 | Non-Lead - Plastic | No | After 2014 |  | Non-Lead - Plastic | After 2014 |  | Non-Lead | No | No |  | Single Family Residence | No | No | No | Tier 5
1416181 | 439B | Arnold Loop | Uhland | 78640 | sw/wa active | 29.9745 | -97.7858 | Non-Lead - Plastic | No | After 2014 |  | Non-Lead - Plastic | After 2014 |  | Non-Lead | No | No |  | Single Family Residence | No | No | No | Tier 5
1422749 | 439A | Arnold Loop | Uhland | 78640 |  | 29.9745 | -97.7858 | Non-Lead - Plastic | No | After 2014 |  | Non-Lead - Plastic | After 2014 |  | Non-Lead | No | No |  | Single Family Residence | No | No | No | Tier 5
1413821 | 224 | Ehrlich Street | Uhland | 78640 | sw/wa active | 29.9577 | -97.7861 | Non-Lead - Plastic | No | After 2014 |  | Non-Lead - Plastic | After 2014 |  | Non-Lead | No | No |  | Single Family Residence | No | No | No | Tier 5
1415988 | 232 | Ehrlich Street | Uhland | 78640 | sw/wa active | 29.9577 | -97.7861 | Non-Lead - Plastic | No | After 2014 |  | Non-Lead - Plastic | After 2014 |  | Non-Lead | No | No |  | Single Family Residence | No | No | No | Tier 5
1412933 | 240 | Ehrlich Street | Uhland | 78640 |  | 29.9577 | -97.7861 | Non-Lead - Plastic | No | After 2014 |  | Non-Lead - Plastic | After 2014 |  | Non-Lead | No | No |  | Single Family Residence | No | No | No | Tier 5
1421989 | 246 | Ehrlich Street | Uhland | 78640 | sw/wa active | 29.9577 | -97.7861 | Non-Lead - Plastic | No | After 2014 |  | Non-Lead - Plastic | After 2014 |  | Non-Lead | No | No |  | Single Family Residence | No | No | No | Tier 5
1426711 | 217 | Ehrlich Street | Uhland | 78640 | sw/wa active | 29.9577 | -97.7861 | Non-Lead - Plastic | No | After 2014 |  | Non-Lead - Plastic | After 2014 |  | Non-Lead | No | No |  | Single Family Residence | No | No | No | Tier 5
1418602 | 477 B | Arnold Loop | Uhland | 78640 | sw/wa active | 29.9741 | -97.7863 | Non-Lead - Plastic | No | After 2014 |  | Non-Lead - Plastic | After 2014 |  | Non-Lead | No | No |  | Single Family Residence | No | No | No | Tier 5
1412866 | 489 A | Arnold Loop | Uhland | 78640 |  | 29.9739 | -97.7864 | Non-Lead - Plastic | No | After 2014 |  | Non-Lead - Plastic | After 2014 |  | Non-Lead | No | No |  | Single Family Residence | No | No | No | Tier 5
1425094 | 489 B | Arnold Loop | Uhland | 78640 | sw/wa active | 29.9739 | -97.7864 | Non-Lead - Plastic | No | After 2014 |  | Non-Lead - Plastic | After 2014 |  | Non-Lead | No | No |  | Single Family Residence | No | No | No | Tier 5
1414234 | 501A | Arnold Loop | Uhland | 78640 | sw/wa active | 29.9738 | -97.7866 | Non-Lead - Plastic | No | After 2014 |  | Non-Lead - Plastic | After 2014 |  | Non-Lead | No | No |  | Single Family Residence | No | No | No | Tier 5
1412251 | 276 | Ehrlich Street | Uhland | 78640 | sw/wa active | 29.9577 | -97.7861 | Non-Lead - Plastic | No | After 2014 |  | Non-Lead - Plastic | After 2014 |  | Non-Lead | No | No |  | Single Family Residence | No | No | No | Tier 5
1415497 | 782 | Arnold Loop | Uhland | 78640 | sw/wa active | 29.9577 | -97.7861 | Non-Lead - Plastic | No | After 2014 |  | Non-Lead - Plastic | After 2014 |  | Non-Lead | No | No |  | Single Family Residence | No | No | No | Tier 5
1422048 | 774 | Arnold Loop | Uhland | 78640 | sw/wa active | 29.9577 | -97.7861 | Non-Lead - Plastic | No | After 2014 |  | Non-Lead - Plastic | After 2014 |  | Non-Lead | No | No |  | Single Family Residence | No | No | No | Tier 5
1415157 | 766 | Arnold Loop | Uhland | 78640 | sw/wa active | 29.9577 | -97.7861 | Non-Lead - Plastic | No | After 2014 |  | Non-Lead - Plastic | After 2014 |  | Non-Lead | No | No |  | Single Family Residence | No | No | No | Tier 5
1418059 | 760 | Arnold Loop | Uhland | 78640 | sw/wa active | 29.9577 | -97.7861 | Non-Lead - Plastic | No | After 2014 |  | Non-Lead - Plastic | After 2014 |  | Non-Lead | No | No |  | Single Family Residence | No | No | No | Tier 5
1415806 | 463A | Arnold Loop | Uhland | 78640 | sw/wa active | 29.9742 | -97.7861 | Non-Lead - Plastic | No | After 2014 |  | Non-Lead - Plastic | After 2014 |  | Non-Lead | No | No |  | Single Family Residence | No | No | No | Tier 5
1414771 | 463B | Arnold Loop | Uhland | 78640 | sw/wa active | 29.9742 | -97.7861 | Non-Lead - Plastic | No | After 2014 |  | Non-Lead - Plastic | After 2014 |  | Non-Lead | No | No |  | Single Family Residence | No | No | No | Tier 5
1434902 | 477A | Arnold Loop | Uhland | 78640 | sw/wa active | 29.9741 | -97.7863 | Non-Lead - Plastic | No | After 2014 |  | Non-Lead - Plastic | After 2014 |  | Non-Lead | No | No |  | Single Family Residence | No | No | No | Tier 5
22080738 | 575 | Grist Mill Rd | kyle | 78640 | Construction Hydrant | 30.5278 | -97.6982 | Non-Lead - Plastic | No | After 2014 |  | Non-Lead - Plastic | After 2014 |  | Non-Lead | No | No |  | Single Family Residence | No | No | No | Tier 5
1423177 | 240 | Muscovy Drive | Uhland | 78640 | sw/wa active | 30.5129 | -97.8019 | Non-Lead - Plastic | No | After 2014 |  | Non-Lead - Plastic | After 2014 |  | Non-Lead | No | No |  | Single Family Residence | No | No | No | Tier 5
1415647 | 513A | Arnold Loop | Uhland | 78640 | sw/wa active | 29.9738 | -97.7872 | Non-Lead - Plastic | No | After 2014 |  | Non-Lead - Plastic | After 2014 |  | Non-Lead | No | No |  | Single Family Residence | No | No | No | Tier 5
1420570 | 513B | Arnold Loop | Uhland | 78640 | sw/wa active | 29.9738 | -97.7872 | Non-Lead - Plastic | No | After 2014 |  | Non-Lead - Plastic | After 2014 |  | Non-Lead | No | No |  | Other | No | No | No | Tier 5
1437004 | 607 | Sandringham Loop | Uhland | 78640 | sw/wa active | 29.7818 | -97.4541 | Non-Lead - Plastic | No | After 2014 |  | Non-Lead - Plastic | After 2014 |  | Non-Lead | No | No |  | Single Family Residence | No | No | No | Tier 5
1434770 | 567 | Sandringham Loop | Uhland | 78640 | sw/wa active | 29.782 | -97.4541 | Non-Lead - Plastic | No | After 2014 |  | Non-Lead - Plastic | After 2014 |  | Non-Lead | No | No |  | Single Family Residence | No | No | No | Tier 5
1435780 | 559 | Sandringham Loop | Uhland | 78640 | sw/wa active | 29.782 | -97.4541 | Non-Lead - Plastic | No | After 2014 |  | Non-Lead - Plastic | After 2014 |  | Non-Lead | No | No |  | Single Family Residence | No | No | No | Tier 5
1420559 | 710 | Arnold Loop | Uhland | 78640 | sw/wa active | 29.9577 | -97.7861 | Non-Lead - Plastic | No | After 2014 |  | Non-Lead - Plastic | After 2014 |  | Non-Lead | No | No |  | Single Family Residence | No | No | Yes | Tier 5
1427744 | 268 | Whoopers Loop | Uhland | 78640 | sw/wa active | 29.9577 | -97.7861 | Non-Lead - Plastic | No | After 2014 |  | Non-Lead - Plastic | After 2014 |  | Non-Lead | No | No |  | Single Family Residence | No | No | No | Tier 5
1792556 | 276 | Whoopers Loop | Uhland | 78640 | sw/wa active | 29.9577 | -97.7861 | Non-Lead - Plastic | No | After 2014 |  | Non-Lead - Plastic | After 2014 |  | Non-Lead | No | No |  | Single Family Residence | No | No | No | Tier 5
1650359 | 591 | Sandringham Loop | Uhland | 78640 | sw/wa active | 29.7819 | -97.4541 | Non-Lead - Plastic | No | After 2014 |  | Non-Lead - Plastic | After 2014 |  | Non-Lead | No | No |  | Single Family Residence | No | No | No | Tier 5
1793225 | 583 | Sandringham Loop | Uhland | 78640 | sw/wa active | 29.7819 | -97.4541 | Non-Lead - Plastic | No | After 2014 |  | Non-Lead - Plastic | After 2014 |  | Non-Lead | No | No |  | Single Family Residence | No | No | No | Tier 5
1793229 | 551 | Sandringham Loop | Uhland | 78640 | sw/wa active | 29.7821 | -97.4541 | Non-Lead - Plastic | No | After 2014 |  | Non-Lead - Plastic | After 2014 |  | Non-Lead | No | No |  | Single Family Residence | No | No | No | Tier 5
1793279 | 527 | Sandringham Loop | Uhland | 78640 | sw/wa active | 29.7822 | -97.4541 | Non-Lead - Plastic | No | After 2014 |  | Non-Lead - Plastic | After 2014 |  | Non-Lead | No | No |  | Single Family Residence | No | No | No | Tier 5
1793224 | 519 | Sandringham Loop | Uhland | 78640 | sw/wa active | 29.7822 | -97.4541 | Non-Lead - Plastic | No | After 2014 |  | Non-Lead - Plastic | After 2014 |  | Non-Lead | No | No |  | Single Family Residence | No | No | No | Tier 5
1792526 | 156 | Ehrlich Street | Uhland | 78640 | sw/wa active | 29.9577 | -97.7861 | Non-Lead - Plastic | No | After 2014 |  | Non-Lead - Plastic | After 2014 |  | Non-Lead | No | No |  | Single Family Residence | No | No | No | Tier 5
1441020 | 585 | Santa Teresa Rd A,Lot 17 | Uhland | 78640 | wa active | 30.0914 | -97.5221 | Non-Lead - Plastic | No | After 2014 |  | Non-Lead - Plastic | After 2014 |  | Non-Lead | No | No |  | Single Family Residence | No | No | No | Tier 5
1770789 | 284 | Whoopers Loop | Uhland | 78640 | sw/wa active | 29.9577 | -97.7861 | Non-Lead - Plastic | No | After 2014 |  | Non-Lead - Plastic | After 2014 |  | Non-Lead | No | No |  | Single Family Residence | No | No | No | Tier 5
1556294 | 290 | Whoopers Loop | Uhland | 78640 | sw/wa active | 29.9577 | -97.7861 | Non-Lead - Plastic | No | After 2014 |  | Non-Lead - Plastic | After 2014 |  | Non-Lead | No | No |  | Single Family Residence | No | No | No | Tier 5
1645795 | 790 | Arnold Loop | Uhland | 78640 | sw/wa active | 29.9577 | -97.7861 | Non-Lead - Plastic | No | After 2014 |  | Non-Lead - Plastic | After 2014 |  | Non-Lead | No | No |  | Single Family Residence | No | No | No | Tier 5
1418676 | 727 | Arnold Loop | Uhland | 78640 | sw/wa active | 29.9577 | -97.7861 | Non-Lead - Plastic | No | After 2014 |  | Non-Lead - Plastic | After 2014 |  | Non-Lead | No | No |  | Single Family Residence | No | No | No | Tier 5
1430036 | 757 | Arnold Loop | Uhland | 78640 | sw/wa active | 29.9577 | -97.7861 | Non-Lead - Plastic | No | After 2014 |  | Non-Lead - Plastic | After 2014 |  | Non-Lead | No | No |  | Single Family Residence | No | No | No | Tier 5
1434731 | 720 | Arnold Loop | Uhland | 78640 | sw/wa active | 29.9577 | -97.7861 | Non-Lead - Plastic | No | After 2014 |  | Non-Lead - Plastic | After 2014 |  | Non-Lead | No | No |  | Single Family Residence | No | No | No | Tier 5
1421300 | 728 | Arnold Loop | Uhland | 78640 | sw/wa active | 29.9577 | -97.7861 | Non-Lead - Plastic | No | After 2014 |  | Non-Lead - Plastic | After 2014 |  | Non-Lead | No | No |  | Single Family Residence | No | No | No | Tier 5
1429456 | 735 | Arnold Loop | Uhland | 78640 | sw/wa active | 29.9577 | -97.7861 | Non-Lead - Plastic | No | After 2014 |  | Non-Lead - Plastic | After 2014 |  | Non-Lead | No | No |  | Single Family Residence | No | No | No | Tier 5
1417573 | 736 | Arnold Loop | Uhland | 78640 | sw/wa active | 29.9577 | -97.7861 | Non-Lead - Plastic | No | After 2014 |  | Non-Lead - Plastic | After 2014 |  | Non-Lead | No | No |  | Single Family Residence | No | No | No | Tier 5
1430577 | 743 | Arnold Loop | Uhland | 78640 | sw/wa active | 29.9577 | -97.7861 | Non-Lead - Plastic | No | After 2014 |  | Non-Lead - Plastic | After 2014 |  | Non-Lead | No | No |  | Single Family Residence | No | No | No | Tier 5
1423443 | 744 | Arnold Loop | Uhland | 78640 | sw/wa active | 29.9577 | -97.7861 | Non-Lead - Plastic | No | After 2014 |  | Non-Lead - Plastic | After 2014 |  | Non-Lead | No | No |  | Single Family Residence | No | No | No | Tier 5
1417148 | 749 | Arnold Loop | Uhland | 78640 | sw/wa active | 29.9577 | -97.7861 | Non-Lead - Plastic | No | After 2014 |  | Non-Lead - Plastic | After 2014 |  | Non-Lead | No | No |  | Single Family Residence | No | No | No | Tier 5
14944318 | 752 | Arnold Loop | Uhland | 78640 | sw/wa active | 29.9577 | -97.7861 | Non-Lead - Plastic | No | After 2014 |  | Non-Lead - Plastic | After 2014 |  | Non-Lead | No | No |  | Single Family Residence | No | No | No | Tier 5
1430557 | 765 | Arnold Loop | Uhland | 78640 | sw/wa active | 29.9577 | -97.7861 | Non-Lead - Plastic | No | After 2014 |  | Non-Lead - Plastic | After 2014 |  | Non-Lead | No | No |  | Single Family Residence | No | No | No | Tier 5
1792608 | 773 | Arnold Loop | Uhland | 78640 | sw/wa active | 29.9577 | -97.7861 | Non-Lead - Plastic | No | After 2014 |  | Non-Lead - Plastic | After 2014 |  | Non-Lead | No | No |  | Single Family Residence | No | No | No | Tier 5
1641633 | 795 | Arnold Loop | Uhland | 78640 | sw/wa active | 29.9577 | -97.7861 | Non-Lead - Plastic | No | After 2014 |  | Non-Lead - Plastic | After 2014 |  | Non-Lead | No | No |  | Single Family Residence | No | No | No | Tier 5
1431894 | 787 | Arnold Loop | Uhland | 78640 | sw/wa active | 29.9577 | -97.7861 | Non-Lead - Plastic | No | After 2014 |  | Non-Lead - Plastic | After 2014 |  | Non-Lead | No | No |  | Single Family Residence | No | No | No | Tier 5
1686814 | 779 | Arnold Loop | Uhland | 78640 | sw/wa active | 29.9577 | -97.7861 | Non-Lead - Plastic | No | After 2014 |  | Non-Lead - Plastic | After 2014 |  | Non-Lead | No | No |  | Single Family Residence | No | No | No | Tier 5
1416807 | 719 | Arnold Loop | Uhland | 78640 | sw/wa active | 29.9577 | -97.7861 | Non-Lead - Plastic | No | After 2014 |  | Non-Lead - Plastic | After 2014 |  | Non-Lead | No | No |  | Single Family Residence | No | No | No | Tier 5
1409785 | 711 | Arnold Loop | Uhland | 78640 | sw/wa active | 29.9577 | -97.7861 | Non-Lead - Plastic | No | After 2014 |  | Non-Lead - Plastic | After 2014 |  | Non-Lead | No | No |  | Single Family Residence | No | No | No | Tier 5
1414198 | 707 | Arnold Loop | Uhland | 78640 | sw/wa active | 29.9577 | -97.7861 | Non-Lead - Plastic | No | After 2014 |  | Non-Lead - Plastic | After 2014 |  | Non-Lead | No | No |  | Single Family Residence | No | No | No | Tier 5
1409729 | 703 | Arnold Loop | Uhland | 78640 | sw/wa active | 29.9577 | -97.7861 | Non-Lead - Plastic | No | After 2014 |  | Non-Lead - Plastic | After 2014 |  | Non-Lead | No | No |  | Single Family Residence | No | No | No | Tier 5
1416702 | 699 | Arnold Loop | Uhland | 78640 | sw/wa active | 29.9577 | -97.7861 | Non-Lead - Plastic | No | After 2014 |  | Non-Lead - Plastic | After 2014 |  | Non-Lead | No | No |  | Single Family Residence | No | No | No | Tier 5
1421318 | 695 | Arnold Loop | Uhland | 78640 | sw/wa active | 29.9577 | -97.7861 | Non-Lead - Plastic | No | After 2014 |  | Non-Lead - Plastic | After 2014 |  | Non-Lead | No | No |  | Single Family Residence | No | No | No | Tier 5
1425591 | 518A | Arnold Loop | Uhland | 78640 | sw/wa active | 29.9742 | -97.7868 | Non-Lead - Plastic | No | After 2014 |  | Non-Lead - Plastic | After 2014 |  | Non-Lead | No | No |  | Single Family Residence | No | No | No | Tier 5
1427026 | 518B | Arnold Loop | Uhland | 78640 | sw/wa active | 29.9742 | -97.7868 | Non-Lead - Plastic | No | After 2014 |  | Non-Lead - Plastic | After 2014 |  | Non-Lead | No | No |  | Single Family Residence | No | No | No | Tier 5
1421679 | 530B | Arnold Loop | Uhland | 78640 | sw/wa active | 29.9743 | -97.787 | Non-Lead - Plastic | No | After 2014 |  | Non-Lead - Plastic | After 2014 |  | Non-Lead | No | No |  | Single Family Residence | No | No | No | Tier 5
1422165 | 530A | Arnold Loop | Uhland | 78640 | sw/wa active | 29.9743 | -97.787 | Non-Lead - Plastic | No | After 2014 |  | Non-Lead - Plastic | After 2014 |  | Non-Lead | No | No |  | Single Family Residence | No | No | No | Tier 5
1426117 | 675 | Arnold Loop | Uhland | 78640 | sw/wa active | 29.9577 | -97.7861 | Non-Lead - Plastic | No | After 2014 |  | Non-Lead - Plastic | After 2014 |  | Non-Lead | No | No |  | Single Family Residence | No | No | No | Tier 5
1426461 | 537A | Arnold Loop | Uhland | 78640 | sw/wa active | 29.974 | -97.7873 | Non-Lead - Plastic | No | After 2014 |  | Non-Lead - Plastic | After 2014 |  | Non-Lead | No | No |  | Single Family Residence | No | No | No | Tier 5
1427106 | 537B | Arnold Loop | Uhland | 78640 | sw/wa active | 29.974 | -97.7873 | Non-Lead - Plastic | No | After 2014 |  | Non-Lead - Plastic | After 2014 |  | Non-Lead | No | No |  | Single Family Residence | No | No | No | Tier 5
1424968 | 549A | Arnold Loop | Uhland | 78640 | sw/wa active | 29.9741 | -97.7875 | Non-Lead - Plastic | No | After 2014 |  | Non-Lead - Plastic | After 2014 |  | Non-Lead | No | No |  | Single Family Residence | No | No | No | Tier 5
1419932 | 549B | Arnold Loop | Uhland | 78640 | sw/wa active | 29.9741 | -97.7875 | Non-Lead - Plastic | No | After 2014 |  | Non-Lead - Plastic | After 2014 |  | Non-Lead | No | No |  | Single Family Residence | No | No | No | Tier 5
1420084 | 561A | Arnold Loop | Uhland | 78640 | sw/wa active | 29.9742 | -97.7876 | Non-Lead - Plastic | No | After 2014 |  | Non-Lead - Plastic | After 2014 |  | Non-Lead | No | No |  | Single Family Residence | No | No | No | Tier 5
1435803 | 561B | Arnold Loop | Uhland | 78640 | sw/wa active | 29.9742 | -97.7876 | Non-Lead - Plastic | No | After 2014 |  | Non-Lead - Plastic | After 2014 |  | Non-Lead | No | No |  | Single Family Residence | No | No | No | Tier 5
1418674 | 575A | Arnold Loop | Uhland | 78640 | sw/wa active | 29.9743 | -97.7877 | Non-Lead - Plastic | No | After 2014 |  | Non-Lead - Plastic | After 2014 |  | Non-Lead | No | No |  | Single Family Residence | No | No | No | Tier 5
1420831 | 575B | Arnold Loop | Uhland | 78640 | sw/wa active | 29.9743 | -97.7877 | Non-Lead - Plastic | No | After 2014 |  | Non-Lead - Plastic | After 2014 |  | Non-Lead | No | No |  | Single Family Residence | No | No | No | Tier 5
1425400 | 587A | Arnold Loop | Uhland | 78640 | sw/wa active | 29.9744 | -97.7879 | Non-Lead - Plastic | No | After 2014 |  | Non-Lead - Plastic | After 2014 |  | Non-Lead | No | No |  | Single Family Residence | No | No | No | Tier 5
1417225 | 587B | Arnold Loop | Uhland | 78640 | sw/wa active | 29.9744 | -97.7879 | Non-Lead - Plastic | No | After 2014 |  | Non-Lead - Plastic | After 2014 |  | Non-Lead | No | No |  | Single Family Residence | No | No | No | Tier 5
1418196 | 599A | Arnold Loop | Uhland | 78640 | sw/wa active | 29.9746 | -97.788 | Non-Lead - Plastic | No | After 2014 |  | Non-Lead - Plastic | After 2014 |  | Non-Lead | No | No |  | Single Family Residence | No | No | No | Tier 5
1416775 | 599B | Arnold Loop | Uhland | 78640 | sw/wa active | 29.9746 | -97.788 | Non-Lead - Plastic | No | After 2014 |  | Non-Lead - Plastic | After 2014 |  | Non-Lead | No | No |  | Single Family Residence | No | No | No | Tier 5
1426103 | 613A | Arnold Loop | Uhland | 78640 | sw/wa active | 29.9747 | -97.7882 | Non-Lead - Plastic | No | After 2014 |  | Non-Lead - Plastic | After 2014 |  | Non-Lead | No | No |  | Single Family Residence | No | No | No | Tier 5
1418197 | 613B | Arnold Loop | Uhland | 78640 | sw/wa active | 29.9747 | -97.7882 | Non-Lead - Plastic | No | After 2014 |  | Non-Lead - Plastic | After 2014 |  | Non-Lead | No | No |  | Single Family Residence | No | No | No | Tier 5
1426100 | 683 | Arnold Loop | Uhland | 78640 | sw/wa active | 29.9577 | -97.7861 | Non-Lead - Plastic | No | After 2014 |  | Non-Lead - Plastic | After 2014 |  | Non-Lead | No | No |  | Single Family Residence | No | No | No | Tier 5
1426094 | 691 | Arnold Loop | Uhland | 78640 | sw/wa active | 29.9577 | -97.7861 | Non-Lead - Plastic | No | After 2014 |  | Non-Lead - Plastic | After 2014 |  | Non-Lead | No | No |  | Single Family Residence | No | No | No | Tier 5
1420250 | 200 | Northern Pintail Drive | Uhland | 78640 |  | 30.0451 | -97.9608 | Non-Lead - Plastic | No | After 2014 |  | Non-Lead - Plastic | After 2014 |  | Non-Lead | No | No |  | Single Family Residence | No | No | No | Tier 5
1412370 | 135 | Northern Pintail Drive | Uhland | 78640 |  | 30.0439 | -97.9616 | Non-Lead - Plastic | No | After 2014 |  | Non-Lead - Plastic | After 2014 |  | Non-Lead | No | No |  | Single Family Residence | No | No | No | Tier 5
reserved | 206 | Whoopers Loop | Uhland | 78640 |  | 29.9577 | -97.7861 | Non-Lead - Plastic | No | After 2014 |  | Non-Lead - Plastic | After 2014 |  | Non-Lead | No | No |  | Single Family Residence | No | No | No | Tier 5
reserved | 216 | Whoopers Loop | Uhland | 78640 |  | 29.9577 | -97.7861 | Non-Lead - Plastic | No | After 2014 |  | Non-Lead - Plastic | After 2014 |  | Non-Lead | No | No |  | Single Family Residence | No | No | No | Tier 5
reserved | 224 | Whoopers Loop | Uhland | 78640 |  | 29.9577 | -97.7861 | Non-Lead - Plastic | No | After 2014 |  | Non-Lead - Plastic | After 2014 |  | Non-Lead | No | No |  | Single Family Residence | No | No | No | Tier 5
reserved | 232 | Whoopers Loop | Uhland | 78640 |  | 29.9577 | -97.7861 | Non-Lead - Plastic | No | After 2014 |  | Non-Lead - Plastic | After 2014 |  | Non-Lead | No | No |  | Single Family Residence | No | No | No | Tier 5
reserved | 606A | Arnold Loop | Uhland | 78640 |  | 29.9751 | -97.788 | Non-Lead - Plastic | No | After 2014 |  | Non-Lead - Plastic | After 2014 |  | Non-Lead | No | No |  | Single Family Residence | No | No | No | Tier 5
reserved | 819 | Arnold Loop | Uhland | 78640 |  | 29.9577 | -97.7861 | Non-Lead - Plastic | No | After 2014 |  | Non-Lead - Plastic | After 2014 |  | Non-Lead | No | No |  | Single Family Residence | No | No | No | Tier 5
reserved | 625B | Arnold Loop | Uhland | 78640 |  | 29.9748 | -97.7883 | Non-Lead - Plastic | No | After 2014 |  | Non-Lead - Plastic | After 2014 |  | Non-Lead | No | No |  | Single Family Residence | No | No | No | Tier 5
reserved | 644A | Arnold Loop | Uhland | 78640 |  | 29.9755 | -97.7884 | Non-Lead - Plastic | No | After 2014 |  | Non-Lead - Plastic | After 2014 |  | Non-Lead | No | No |  | Single Family Residence | No | No | No | Tier 5
reserved | 644B | Arnold Loop | Uhland | 78640 |  | 29.9755 | -97.7884 | Non-Lead - Plastic | No | After 2014 |  | Non-Lead - Plastic | After 2014 |  | Non-Lead | No | No |  | Single Family Residence | No | No | No | Tier 5
reserved | 632A | Arnold Loop | Uhland | 78640 |  | 29.9754 | -97.7882 | Non-Lead - Plastic | No | After 2014 |  | Non-Lead - Plastic | After 2014 |  | Non-Lead | No | No |  | Single Family Residence | No | No | No | Tier 5
reserved | 632B | Arnold Loop | Uhland | 78640 |  | 29.9754 | -97.7882 | Non-Lead - Plastic | No | After 2014 |  | Non-Lead - Plastic | After 2014 |  | Non-Lead | No | No |  | Single Family Residence | No | No | No | Tier 5
reserved | 618A | Arnold Loop | Uhland | 78640 |  | 29.9753 | -97.7881 | Non-Lead - Plastic | No | After 2014 |  | Non-Lead - Plastic | After 2014 |  | Non-Lead | No | No |  | Single Family Residence | No | No | No | Tier 5
reserved | 618B | Arnold Loop | Uhland | 78640 |  | 29.9753 | -97.7881 | Non-Lead - Plastic | No | After 2014 |  | Non-Lead - Plastic | After 2014 |  | Non-Lead | No | No |  | Single Family Residence | No | No | No | Tier 5
reserved | 606B | Arnold Loop | Uhland | 78640 |  | 29.9751 | -97.788 | Non-Lead - Plastic | No | After 2014 |  | Non-Lead - Plastic | After 2014 |  | Non-Lead | No | No |  | Single Family Residence | No | No | No | Tier 5
reserved | 594A | Arnold Loop | Uhland | 78640 |  | 29.975 | -97.7878 | Non-Lead - Plastic | No | After 2014 |  | Non-Lead - Plastic | After 2014 |  | Non-Lead | No | No |  | Single Family Residence | No | No | No | Tier 5
reserved | 594B | Arnold Loop | Uhland | 78640 |  | 29.975 | -97.7878 | Non-Lead - Plastic | No | After 2014 |  | Non-Lead - Plastic | After 2014 |  | Non-Lead | No | No |  | Single Family Residence | No | No | No | Tier 5
reserved | 582A | Arnold Loop | Uhland | 78640 |  | 29.9749 | -97.7876 | Non-Lead - Plastic | No | After 2014 |  | Non-Lead - Plastic | After 2014 |  | Non-Lead | No | No |  | Single Family Residence | No | No | No | Tier 5
reserved | 582B | Arnold Loop | Uhland | 78640 |  | 29.9749 | -97.7876 | Non-Lead - Plastic | No | After 2014 |  | Non-Lead - Plastic | After 2014 |  | Non-Lead | No | No |  | Single Family Residence | No | No | No | Tier 5
reserved | 568A | Arnold Loop | Uhland | 78640 |  | 29.9747 | -97.7875 | Non-Lead - Plastic | No | After 2014 |  | Non-Lead - Plastic | After 2014 |  | Non-Lead | No | No |  | Single Family Residence | No | No | No | Tier 5
reserved | 568B | Arnold Loop | Uhland | 78640 |  | 29.9747 | -97.7875 | Non-Lead - Plastic | No | After 2014 |  | Non-Lead - Plastic | After 2014 |  | Non-Lead | No | No |  | Single Family Residence | No | No | No | Tier 5
reserved | 556A | Arnold Loop | Uhland | 78640 |  | 29.9746 | -97.7873 | Non-Lead - Plastic | No | After 2014 |  | Non-Lead - Plastic | After 2014 |  | Non-Lead | No | No |  | Single Family Residence | No | No | No | Tier 5
reserved | 556B | Arnold Loop | Uhland | 78640 |  | 29.9746 | -97.7873 | Non-Lead - Plastic | No | After 2014 |  | Non-Lead - Plastic | After 2014 |  | Non-Lead | No | No |  | Single Family Residence | No | No | No | Tier 5
reserved | 544A | Arnold Loop | Uhland | 78640 |  | 29.9745 | -97.7872 | Non-Lead - Plastic | No | After 2014 |  | Non-Lead - Plastic | After 2014 |  | Non-Lead | No | No |  | Single Family Residence | No | No | No | Tier 5
1432381 | 544B | Arnold Loop | Uhland | 78640 |  | 29.9745 | -97.7872 | Non-Lead - Plastic | No | After 2014 |  | Non-Lead - Plastic | After 2014 |  | Non-Lead | No | No |  | Single Family Residence | No | No | No | Tier 5
reserved | 649A | Arnold Loop | Uhland | 78640 |  | 29.9751 | -97.7887 | Non-Lead - Plastic | No | After 2014 |  | Non-Lead - Plastic | After 2014 |  | Non-Lead | No | No |  | Single Family Residence | No | No | No | Tier 5
reserved | 649B | Arnold Loop | Uhland | 78640 |  | 29.9751 | -97.7887 | Non-Lead - Plastic | No | After 2014 |  | Non-Lead - Plastic | After 2014 |  | Non-Lead | No | No |  | Single Family Residence | No | No | No | Tier 5
reserved | 637A | Arnold Loop | Uhland | 78640 |  | 29.975 | -97.7885 | Non-Lead - Plastic | No | After 2014 |  | Non-Lead - Plastic | After 2014 |  | Non-Lead | No | No |  | Single Family Residence | No | No | No | Tier 5
reserved | 637B | Arnold Loop | Uhland | 78640 |  | 29.975 | -97.7885 | Non-Lead - Plastic | No | After 2014 |  | Non-Lead - Plastic | After 2014 |  | Non-Lead | No | No |  | Single Family Residence | No | No | No | Tier 5
reserved | 625A | Arnold Loop | Uhland | 78640 |  | 29.9748 | -97.7883 | Non-Lead - Plastic | No | After 2014 |  | Non-Lead - Plastic | After 2014 |  | Non-Lead | No | No |  | Single Family Residence | No | No | No | Tier 5
reserved | 144 | Mottled Court | Uhland | 78640 |  | 29.9699 | -97.7874 | Non-Lead - Plastic | No | After 2014 |  | Non-Lead - Plastic | After 2014 |  | Non-Lead | No | No |  | Single Family Residence | No | No | No | Tier 5
01792606 | 129 | Speckled Belly Bend | Uhland | 78640 |  | 29.967 | -97.7906 | Non-Lead - Plastic | No | After 2014 |  | Non-Lead - Plastic | After 2014 |  | Non-Lead | No | No |  | Single Family Residence | No | No | No | Tier 5
reserved | 130 | Whoopers Loop | Uhland | 78640 |  | 29.9677 | -97.7873 | Non-Lead - Plastic | No | After 2014 |  | Non-Lead - Plastic | After 2014 |  | Non-Lead | No | No |  | Single Family Residence | No | No | No | Tier 5
reserved | 234 | Northern Pintail Drive | Uhland | 78640 |  | 29.9674 | -97.791 | Non-Lead - Plastic | No | After 2014 |  | Non-Lead - Plastic | After 2014 |  | Non-Lead | No | No |  | Single Family Residence | No | No | No | Tier 5
1415142 | 220 | Northern Pintail Drive | Uhland | 78640 |  | 29.9676 | -97.7909 | Non-Lead - Plastic | No | After 2014 |  | Non-Lead - Plastic | After 2014 |  | Non-Lead | No | No |  | Single Family Residence | No | No | No | Tier 5
1427981 | 228 | Northern Pintail Drive | Uhland | 78640 |  | 29.9675 | -97.791 | Non-Lead - Plastic | No | After 2014 |  | Non-Lead - Plastic | After 2014 |  | Non-Lead | No | No |  | Single Family Residence | No | No | No | Tier 5
1792528 | 115 | Northern Pintail Drive | Uhland | 78640 |  | 29.9687 | -97.7895 | Non-Lead - Plastic | No | After 2014 |  | Non-Lead - Plastic | After 2014 |  | Non-Lead | No | No |  | Single Family Residence | No | No | No | Tier 5
1391839 | 129 | Northern Pintail Drive | Uhland | 78640 |  | 29.9684 | -97.7896 | Non-Lead - Plastic | No | After 2014 |  | Non-Lead - Plastic | After 2014 |  | Non-Lead | No | No |  | Single Family Residence | No | No | No | Tier 5
1542830 | 143 | Northern Pintail Drive | Uhland | 78640 |  | 29.9682 | -97.7897 | Non-Lead - Plastic | No | After 2014 |  | Non-Lead - Plastic | After 2014 |  | Non-Lead | No | No |  | Single Family Residence | No | No | No | Tier 5
reserved | 250 | Northern Pintail Drive | Uhland | 78640 |  | 29.9673 | -97.7912 | Non-Lead - Plastic | No | After 2014 |  | Non-Lead - Plastic | After 2014 |  | Non-Lead | No | No |  | Single Family Residence | No | No | No | Tier 5
reserved | 256 | Northern Pintail Drive | Uhland | 78640 |  | 29.9672 | -97.7913 | Non-Lead - Plastic | No | After 2014 |  | Non-Lead - Plastic | After 2014 |  | Non-Lead | No | No |  | Single Family Residence | No | No | No | Tier 5
01540990 | 121 | Northern Pintail Drive | Uhland | 78640 |  | 29.9685 | -97.7895 | Non-Lead - Plastic | No | After 2014 |  | Non-Lead - Plastic | After 2014 |  | Non-Lead | No | No |  | Single Family Residence | No | No | No | Tier 5
reserved | 264 | Northern Pintail Drive | Uhland | 78640 |  | 29.9671 | -97.7914 | Non-Lead - Plastic | No | After 2014 |  | Non-Lead - Plastic | After 2014 |  | Non-Lead | No | No |  | Single Family Residence | No | No | No | Tier 5
reserved | 242 | Northern Pintail Drive | Uhland | 78640 |  | 29.9674 | -97.7911 | Non-Lead - Plastic | No | After 2014 |  | Non-Lead - Plastic | After 2014 |  | Non-Lead | No | No |  | Single Family Residence | No | No | No | Tier 5
reserved | 312 | Northern Pintail Drive | Uhland | 78640 |  | 29.9665 | -97.7918 | Non-Lead - Plastic | No | After 2014 |  | Non-Lead - Plastic | After 2014 |  | Non-Lead | No | No |  | Single Family Residence | No | No | No | Tier 5
reserved | 304 | Northern Pintail Drive | Uhland | 78640 |  | 29.9667 | -97.7918 | Non-Lead - Plastic | No | After 2014 |  | Non-Lead - Plastic | After 2014 |  | Non-Lead | No | No |  | Single Family Residence | No | No | No | Tier 5
reserved | 284 | Northern Pintail Drive | Uhland | 78640 |  | 29.9669 | -97.7916 | Non-Lead - Plastic | No | After 2014 |  | Non-Lead - Plastic | After 2014 |  | Non-Lead | No | No |  | Single Family Residence | No | No | No | Tier 5
reserved | 175 | Northern Pintail Drive | Uhland | 78640 |  | 29.9678 | -97.7901 | Non-Lead - Plastic | No | After 2014 |  | Non-Lead - Plastic | After 2014 |  | Non-Lead | No | No |  | Single Family Residence | No | No | No | Tier 5
reserved | 192 | Northern Pintail Drive | Uhland | 78640 |  | 29.9679 | -97.7905 | Non-Lead - Plastic | No | After 2014 |  | Non-Lead - Plastic | After 2014 |  | Non-Lead | No | No |  | Single Family Residence | No | No | No | Tier 5
reserved | 167 | Northern Pintail Drive | Uhland | 78640 |  | 29.9679 | -97.79 | Non-Lead - Plastic | No | After 2014 |  | Non-Lead - Plastic | After 2014 |  | Non-Lead | No | No |  | Single Family Residence | No | No | No | Tier 5
01543470 | 151 | Northern Pintail Drive | Uhland | 78640 |  | 29.9681 | -97.7898 | Non-Lead - Plastic | No | After 2014 |  | Non-Lead - Plastic | After 2014 |  | Non-Lead | No | No |  | Single Family Residence | No | No | No | Tier 5
01432325 | 159 | Northern Pintail Drive | Uhland | 78640 |  | 29.968 | -97.7899 | Non-Lead - Plastic | No | After 2014 |  | Non-Lead - Plastic | After 2014 |  | Non-Lead | No | No |  | Single Family Residence | No | No | No | Tier 5
1423827 | 321 | Gina Drive | Kyle | 78640 | 7976755 | 29.967 | -97.8456 | Non-Lead | No | Between 1989 and 2014 |  | Non-Lead - Plastic | Between 1989 and 2014 |  | Non-Lead | No | No |  | Single Family Residence | No | No | No | Tier 5
1416774 | 560 | Gina Drive | Kyle | 78640 | 10127955 | 29.964 | -97.8435 | Non-Lead | No | Between 1989 and 2014 |  | Non-Lead - Plastic | Between 1989 and 2014 |  | Non-Lead | No | No |  | Single Family Residence | No | No | No | Tier 5
1421309 | 590 | Gina Drive | Kyle | 78640 | 16104039 | 29.9641 | -97.8432 | Non-Lead | No | Between 1989 and 2014 |  | Non-Lead - Plastic | After 2014 |  | Non-Lead | No | No |  | Single Family Residence | No | No | No | Tier 5
1403934 | 530 | Sheep Trail Drive | Kyle | 78640 | 10206537 | 29.9714 | -97.8444 | Non-Lead | No | Between 1989 and 2014 |  | Non-Lead - Plastic | Between 1989 and 2014 |  | Non-Lead | No | No |  | Single Family Residence | No | No | No | Tier 5
Reserved |  | Misty Lane Mobile Home Park | Maxwell | 78656 |  | 29.8933 | -97.7816 | Non-Lead | No | After 2014 |  | Non-Lead - Plastic | After 2014 |  | Non-Lead | No | No |  | Single Family Residence | No | No | No | Tier 5
Reserved |  | Pradera Lennar Camino East Ph 2 | Uhland | 78640 |  | 29.994 | -97.8818 | Non-Lead - Plastic | No | After 2014 |  | Non-Lead - Plastic | After 2014 |  | Non-Lead | No | No |  | Single Family Residence | No | No | No | Tier 5
Reserved |  | Corner HWY 21 & High Rd | Uhland | 78640 |  | 29.9894 | -97.8084 | Non-Lead - Plastic | No | After 2014 |  | Non-Lead - Plastic | After 2014 |  | Non-Lead | No | No |  | Single Family Residence | No | No | No | Tier 5
Reserved |  | 700 Bunton Phase 1A | Kyle | 78640 | Construction Hydrant | 29.9808 | -97.8287 | Non-Lead - Plastic | No | After 2014 |  | Non-Lead - Plastic | After 2014 |  | Non-Lead | No | No |  | Single Family Residence | No | No | No | Tier 5
Reserved |  | Hwy 21 & Corner High Road | Uhland | 78640 |  | 29.9894 | -97.8084 | Non-Lead - Plastic | No | After 2014 |  | Non-Lead - Plastic | After 2014 |  | Non-Lead | No | No |  | Single Family Residence | No | No | No | Tier 5
Reserved |  | Wayside PH 2/High Rd | Uhland | 78640 |  | 29.997 | -97.8175 | Non-Lead - Plastic | No | After 2014 |  | Non-Lead - Plastic | After 2014 |  | Non-Lead | No | No |  | Single Family Residence | No | No | No | Tier 5
Reserved | 1020 | Farmers Rd | Maxwell | 78656 |  | 29.881 | -97.7933 | Non-Lead - Plastic | No | After 2014 |  | Non-Lead - Plastic | After 2014 |  | Non-Lead | No | No |  | Single Family Residence | No | No | No | Tier 5
Reserved |  | Hwy 21 & Corner High Road | Uhland | 78640 |  | 29.9894 | -97.8084 | Non-Lead - Plastic | No | After 2014 |  | Non-Lead - Plastic | After 2014 |  | Non-Lead | No | No |  | Single Family Residence | No | No | No | Tier 5
Reserved |  | High Rd/ Wayside Ph1 | Uhland | 78640 |  | 29.997 | -97.8175 | Non-Lead - Plastic | No | After 2014 |  | Non-Lead - Plastic | After 2014 |  | Non-Lead | No | No |  | Single Family Residence | No | No | No | Tier 5
Reserved |  | Watermill Ph3 Gristmill | Uhland | 78640 |  | 29.9436 | -97.7965 | Non-Lead - Plastic | No | After 2014 |  | Non-Lead - Plastic | After 2014 |  | Non-Lead | No | No |  | Single Family Residence | No | No | No | Tier 5
Reserved | 7674 | Camino Real | Uhland | 78640 |  | 29.9619 | -97.7797 | Non-Lead - Plastic | No | Between 1989 and 2014 |  | Non-Lead - Plastic | After 2014 |  | Non-Lead | No | No |  | Other | No | No | No | Tier 5
Reserved |  | N Plum Creek/ Camino East Sub | Uhland | 78640 |  | 29.9652 | -97.7951 | Non-Lead - Plastic | No | After 2014 |  | Non-Lead - Plastic | After 2014 |  | Non-Lead | No | No |  | Single Family Residence | No | No | No | Tier 5
13283816 | 2553 | Rocky Road | Uhland | 78640 |  | 29.9686 | -97.7655 | Non-Lead - Plastic | No | After 2014 |  | Non-Lead - Plastic | After 2014 |  | Non-Lead | No | No |  | Single Family Residence | No | No | No | Tier 5
Reserved |  | HWY21/ Camino real | Uhland | 78640 |  | 29.9619 | -97.7797 | Non-Lead - Plastic | No | After 2014 |  | Non-Lead - Plastic | After 2014 |  | Non-Lead | No | No |  | Single Family Residence | No | No | No | Tier 5
Reserved |  | High Rd corner of Hwy 21 | Uhland | 78640 |  | 29.9592 | -97.7838 | Non-Lead - Plastic | No | After 2014 |  | Non-Lead - Plastic | After 2014 |  | Non-Lead | No | No |  | Building | No | No | No | Tier 5
Reserved |  | San Vincente Road B-4 | Uhland | 78640 |  | 29.9715 | -97.7665 | Non-Lead - Plastic | No | After 2014 |  | Non-Lead - Plastic | After 2014 |  | Non-Lead | No | No |  | Single Family Residence | No | No | No | Tier 5
Reserved |  | San Vincente Road B-5 | Uhland | 78640 |  | 29.9715 | -97.7665 | Non-Lead - Plastic | No | After 2014 |  | Non-Lead - Plastic | After 2014 |  | Non-Lead | No | No |  | Single Family Residence | No | No | No | Tier 5
Reserved |  | San Vicente Road B-8 | Uhland | 78640 |  | 29.9715 | -97.7665 | Non-Lead - Plastic | No | After 2014 |  | Non-Lead - Plastic | After 2014 |  | Non-Lead | No | No |  | Single Family Residence | No | No | No | Tier 5
Reserved |  | San Vincente Road B-9 | Uhland | 78640 |  | 29.9715 | -97.7665 | Non-Lead - Plastic | No | After 2014 |  | Non-Lead - Plastic | After 2014 |  | Non-Lead | No | No |  | Single Family Residence | No | No | No | Tier 5
Reserved |  | Santa Teresa Rd A Lot 03 | Uhland | 78640 |  | 29.9825 | -97.8806 | Non-Lead - Plastic | No | After 2014 |  | Non-Lead - Plastic | After 2014 |  | Non-Lead | No | No |  | Single Family Residence | No | No | No | Tier 5
Reserved |  | Santa Teresa Rd A- Lot 06 | Uhland | 78640 |  | 29.9844 | -97.8858 | Non-Lead - Plastic | No | After 2014 |  | Non-Lead - Plastic | After 2014 |  | Non-Lead | No | No |  | Single Family Residence | No | No | No | Tier 5
Reserved |  | Santa Teresa Rd A-Lot 08 | Uhland | 78640 |  | 29.974 | -97.5215 | Non-Lead - Plastic | No | After 2014 |  | Non-Lead - Plastic | After 2014 |  | Non-Lead | No | No |  | Single Family Residence | No | No | No | Tier 5
Reserved |  | Santa Teresa Rd A Lot 09 | Uhland | 78640 |  | 29.974 | -97.5215 | Non-Lead - Plastic | No | After 2014 |  | Non-Lead - Plastic | After 2014 |  | Non-Lead | No | No |  | Single Family Residence | No | No | No | Tier 5
Reserved |  | Santa Teresa Rd A-Lot 12 | Uhland | 78640 |  | 29.974 | -97.5215 | Non-Lead - Plastic | No | After 2014 |  | Non-Lead - Plastic | After 2014 |  | Non-Lead | No | No |  | Single Family Residence | No | No | No | Tier 5
Reserved |  | Santa Teresa Rd A- Lot 13 | Uhland | 78640 |  | 29.974 | -97.5215 | Non-Lead - Plastic | No | After 2014 |  | Non-Lead - Plastic | After 2014 |  | Non-Lead | No | No |  | Single Family Residence | No | No | No | Tier 5
1441020 | 585 | Santa Teresa Rd A,Lot 17 | Uhland | 78640 |  | 29.9742 | -97.7664 | Non-Lead - Plastic | No | After 2014 |  | Non-Lead - Plastic | After 2014 |  | Non-Lead | No | No |  | Single Family Residence | No | No | No | Tier 5
Reserved |  | Santa Teresa Rd A-Lot 21 | Uhland | 78640 |  | 29.974 | -97.5215 | Non-Lead - Plastic | No | After 2014 |  | Non-Lead - Plastic | After 2014 |  | Non-Lead | No | No |  | Single Family Residence | No | No | No | Tier 5
Reserved |  | San Pedro Rd, Block D, Lot 03 | Uhland | 78640 |  | 29.9825 | -97.8806 | Non-Lead - Plastic | No | After 2014 |  | Non-Lead - Plastic | After 2014 |  | Non-Lead | No | No |  | Single Family Residence | No | No | No | Tier 5
Reserved |  | San Fernando Block D Lot 12 | Uhland | 78640 |  | 29.9703 | -97.7661 | Non-Lead - Plastic | No | After 2014 |  | Non-Lead - Plastic | After 2014 |  | Non-Lead | No | No |  | Single Family Residence | No | No | No | Tier 5
Reserved |  | San Fernando Rd. Block D Lot 14 | Uhland | 78640 |  | 29.9703 | -97.7661 | Non-Lead - Plastic | No | After 2014 |  | Non-Lead - Plastic | After 2014 |  | Non-Lead | No | No |  | Single Family Residence | No | No | No | Tier 5
Reserved | 115 | Monte Sagrado, Block D Lot 16 (San Fernando Road) | Uhland | 78640 |  | 29.9703 | -97.7661 | Non-Lead - Plastic | No | After 2014 |  | Non-Lead - Plastic | After 2014 |  | Non-Lead | No | No |  | Single Family Residence | No | No | No | Tier 5
Reserved |  | San Vincente Rd C-Lot 02 | Uhland | 78640 |  | 29.9715 | -97.7665 | Non-Lead - Plastic | No | After 2014 |  | Non-Lead - Plastic | After 2014 |  | Non-Lead | No | No |  | Single Family Residence | No | No | No | Tier 5
Reserved |  | San Vincente Rd C-Lot 03 | Uhland | 78640 |  | 29.9715 | -97.7665 | Non-Lead - Plastic | No | After 2014 |  | Non-Lead - Plastic | After 2014 |  | Non-Lead | No | No |  | Single Family Residence | No | No | No | Tier 5
Reserved |  | San Pedro Rd C-Lot 06 | Uhland | 78640 |  | 29.9985 | -97.8842 | Non-Lead - Plastic | No | After 2014 |  | Non-Lead - Plastic | After 2014 |  | Non-Lead | No | No |  | Single Family Residence | No | No | No | Tier 5
Reserved |  | San Pedro Rd Block C, Lot 11 | Uhland | 78640 |  | 29.9985 | -97.8842 | Non-Lead - Plastic | No | After 2014 |  | Non-Lead - Plastic | After 2014 |  | Non-Lead | No | No |  | Single Family Residence | No | No | No | Tier 5
Reserved |  | Santa Teresa Rd, Block C Lot 16 | Uhland | 78640 |  | 29.9742 | -97.7664 | Non-Lead - Plastic | No | After 2014 |  | Non-Lead - Plastic | After 2014 |  | Non-Lead | No | No |  | Single Family Residence | No | No | No | Tier 5
Reserved |  | Santa Teresa Rd, Block C Lot 17 | Uhland | 78640 |  | 29.9742 | -97.7664 | Non-Lead - Plastic | No | After 2014 |  | Non-Lead - Plastic | After 2014 |  | Non-Lead | No | No |  | Single Family Residence | No | No | No | Tier 5
Reserved |  | San Fernando Rd. Block E Lot 06 | Uhland | 78640 |  | 29.9703 | -97.7661 | Non-Lead - Plastic | No | After 2014 |  | Non-Lead - Plastic | After 2014 |  | Non-Lead | No | No |  | Single Family Residence | No | No | No | Tier 5
1480041 | 108 | Santa Teresa Rd Block E Lot 08 | Uhland | 78640 |  | 29.9742 | -97.7664 | Non-Lead - Plastic | No | After 2014 |  | Non-Lead - Plastic | After 2014 |  | Non-Lead | No | No |  | Single Family Residence | No | No | No | Tier 5
Reserved | 10475 | Camino Real- Fire Dept unit B | Uhland | 78640 |  | 29.9794 | -97.7652 | Non-Lead - Plastic | No | After 2014 |  | Non-Lead - Plastic | After 2014 |  | Non-Lead | No | No |  | Single Family Residence | No | No | No | Tier 5
Reserved | 416 | Sandringham Loop | Uhland | 78640 |  | 29.7862 | -97.4541 | Non-Lead - Plastic | No | After 2014 |  | Non-Lead - Plastic | After 2014 |  | Non-Lead | No | No |  | Single Family Residence | No | No | No | Tier 5
Reserved | 424 | Sandringham Loop | Uhland | 78640 |  | 29.7856 | -97.4541 | Non-Lead - Plastic | No | After 2014 |  | Non-Lead - Plastic | After 2014 |  | Non-Lead | No | No |  | Single Family Residence | No | No | No | Tier 5
Reserved | 432 | Sandringham Loop | Uhland | 78640 |  | 29.785 | -97.4541 | Non-Lead - Plastic | No | After 2014 |  | Non-Lead - Plastic | After 2014 |  | Non-Lead | No | No |  | Single Family Residence | No | No | No | Tier 5
Reserved | 440 | Sandringham Loop | Uhland | 78640 |  | 29.7826 | -97.4541 | Non-Lead - Plastic | No | After 2014 |  | Non-Lead - Plastic | After 2014 |  | Non-Lead | No | No |  | Building | No | No | No | Tier 5
Reserved | 448 | Sandringham Loop | Uhland | 78640 |  | 29.7826 | -97.4541 | Non-Lead - Plastic | No | After 2014 |  | Non-Lead - Plastic | After 2014 |  | Non-Lead | No | No |  | Single Family Residence | No | No | No | Tier 5
Reserved | 456 | Sandringham Loop | Uhland | 78640 |  | 29.7825 | -97.4541 | Non-Lead - Plastic | No | After 2014 |  | Non-Lead - Plastic | After 2014 |  | Non-Lead | No | No |  | Single Family Residence | No | No | No | Tier 5
Reserved | 464 | Sandringham Loop | Uhland | 78640 |  | 29.7825 | -97.4541 | Non-Lead - Plastic | No | After 2014 |  | Non-Lead - Plastic | After 2014 |  | Non-Lead | No | No |  | Single Family Residence | No | No | No | Tier 5
Reserved | 472 | Sandringham Loop | Uhland | 78640 |  | 29.7825 | -97.4541 | Non-Lead - Plastic | No | After 2014 |  | Non-Lead - Plastic | After 2014 |  | Non-Lead | No | No |  | Single Family Residence | No | No | No | Tier 5
Reserved | 393 | Sandringham Loop | Uhland | 78640 |  | 29.7874 | -97.4542 | Non-Lead - Plastic | No | After 2014 |  | Non-Lead - Plastic | After 2014 |  | Non-Lead | No | No |  | Single Family Residence | No | No | No | Tier 5
Reserved | 401 | Sandringham Loop | Uhland | 78640 |  | 29.9452 | -97.8023 | Non-Lead - Plastic | No | After 2014 |  | Non-Lead - Plastic | After 2014 |  | Non-Lead | No | No |  | Single Family Residence | No | No | No | Tier 5
Reserved | 409 | Sandringham Loop | Uhland | 78640 |  | 29.9465 | -97.8017 | Non-Lead - Plastic | No | After 2014 |  | Non-Lead - Plastic | After 2014 |  | Non-Lead | No | No |  | Single Family Residence | No | No | No | Tier 5
Reserved | 417 | Sandringham Loop | Uhland | 78640 |  | 29.7861 | -97.4541 | Non-Lead - Plastic | No | After 2014 |  | Non-Lead - Plastic | After 2014 |  | Non-Lead | No | No |  | Single Family Residence | No | No | No | Tier 5
Reserved | 425 | Sandringham Loop | Uhland | 78640 |  | 29.7855 | -97.4541 | Non-Lead - Plastic | No | After 2014 |  | Non-Lead - Plastic | After 2014 |  | Non-Lead | No | No |  | Single Family Residence | No | No | No | Tier 5
Reserved | 433 | Sandringham Loop | Uhland | 78640 |  | 29.9475 | -97.8021 | Non-Lead - Plastic | No | After 2014 |  | Non-Lead - Plastic | After 2014 |  | Non-Lead | No | No |  | Single Family Residence | No | No | No | Tier 5
Reserved | 441 | Sandringham Loop | Uhland | 78640 |  | 29.7826 | -97.4541 | Non-Lead - Plastic | No | After 2014 |  | Non-Lead - Plastic | After 2014 |  | Non-Lead | No | No |  | Single Family Residence | No | No | No | Tier 5
Reserved | 449 | Sandringham Loop | Uhland | 78640 |  | 29.7826 | -97.4541 | Non-Lead - Plastic | No | After 2014 |  | Non-Lead - Plastic | After 2014 |  | Non-Lead | No | No |  | Single Family Residence | No | No | No | Tier 5
Reserved | 457 | Sandringham Loop | Uhland | 78640 |  | 29.9475 | -97.8021 | Non-Lead - Plastic | No | After 2014 |  | Non-Lead - Plastic | After 2014 |  | Non-Lead | No | No |  | Single Family Residence | No | No | No | Tier 5
Reserved | 105 | New Bridge Drive | Uhland | 78640 |  | 29.9667 | -97.8486 | Non-Lead - Plastic | No | Between 1989 and 2014 |  | Non-Lead - Plastic | Between 1989 and 2014 |  | Non-Lead | No | No |  | Other | No | No | No | Tier 5
Reserved | 768 | Evening Star | Uhland | 78640 |  | 29.9551 | -97.8548 | Non-Lead - Plastic | No | After 2014 |  | Non-Lead - Plastic | After 2014 |  | Non-Lead | No | No |  | Other | No | No | No | Tier 5
Reserved | 2335 | County Rd 158 Lot 1 | Kyle | 78640 |  | 29.9497 | -97.8488 | Non-Lead - Plastic | No | After 2014 |  | Non-Lead - Plastic | After 2014 |  | Non-Lead | No | No |  | Other | No | No | No | Tier 5
Reserved | 2335 | County Rd 158 Lot 2 | Kyle | 78640 |  | 29.9497 | -97.8488 | Non-Lead - Plastic | No | After 2014 |  | Non-Lead - Plastic | After 2014 |  | Non-Lead | No | No |  | Other | No | No | No | Tier 5
Reserved | 2335 | County Rd 158 Lot 3 | Kyle | 78640 |  | 29.9497 | -97.8488 | Non-Lead - Plastic | No | After 2014 |  | Non-Lead - Plastic | After 2014 |  | Non-Lead | No | No |  | Other | No | No | No | Tier 5
No-7 | Fm | 2720 - Lot 2A | Uhland | 78640 |  | 29.9194 | -97.7495 | Non-Lead - Plastic | No | Between 1989 and 2014 |  | Non-Lead - Plastic | Between 1989 and 2014 |  | Non-Lead | No | No |  | Other | No | No | No | Tier 5
6384334 | 6720 | FM 2720 | Uhland | 78640 |  | 29.9438 | -97.7902 | Non-Lead - Plastic | No | Between 1989 and 2014 |  | Non-Lead - Plastic | Between 1989 and 2014 |  | Non-Lead | No | No |  | Single Family Residence | No | No | No | Tier 5
MTR_500 |  | Avery Road - Lot 13 | Uhland | 78640 |  | 29.9393 | -97.7839 | Non-Lead - Plastic | No | Between 1989 and 2014 |  | Non-Lead - Plastic | Between 1989 and 2014 |  | Non-Lead | No | No |  | Other | No | No | No | Tier 5
Reserved | 93 S. | Old Spanish Trail | Uhland | 78640 |  | 29.9418 | -97.8011 | Non-Lead - Plastic | No | Between 1989 and 2014 |  | Non-Lead - Plastic | Between 1989 and 2014 |  | Non-Lead | No | No |  | Other | No | No | No | Tier 5
Reserved | 304 | Oxen Valley Way | Uhland | 78640 |  | 29.9817 | -97.8621 | Non-Lead - Plastic | No | After 2014 |  | Non-Lead - Plastic | After 2014 |  | Non-Lead | No | No |  | Other | No | No | No | Tier 5
15953933 |  | Caldwell Co. Road 227 | Uhland | 78640 | 7677417 | 29.9577 | -97.7861 | Non-Lead - Plastic | No | Between 1989 and 2014 |  | Non-Lead - Plastic | Between 1989 and 2014 |  | Non-Lead | No | No |  | Single Family Residence | No | No | No | Tier 5
Reserved |  | Uhland 58 - Lot 10 | Uhland | 78640 |  | 29.9577 | -97.7861 | Non-Lead - Plastic | No | After 2014 |  | Non-Lead - Plastic | After 2014 |  | Non-Lead | No | No |  | Other | No | No | No | Tier 5
Reserved |  | El Rey Drive A-1 | Uhland | 78640 |  | 29.9848 | -97.7543 | Non-Lead - Plastic | No | After 2014 |  | Non-Lead - Plastic | After 2014 |  | Non-Lead | No | No |  | Other | No | No | No | Tier 5
Reserved | 101 | El Rey Drive A-2 | Uhland | 78640 |  | 29.9888 | -97.7567 | Non-Lead - Plastic | No | After 2014 |  | Non-Lead - Plastic | After 2014 |  | Non-Lead | No | No |  | Other | No | No | No | Tier 5
Reserved |  | El Rey Drive B-4 | Uhland | 78640 |  | 29.9848 | -97.7543 | Non-Lead - Plastic | No | After 2014 |  | Non-Lead - Plastic | After 2014 |  | Non-Lead | No | No |  | Other | No | No | No | Tier 5
MTR_3315 |  | El Rey Drive A-10 | Uhland | 78640 |  | 29.9848 | -97.7543 | Non-Lead - Plastic | No | After 2014 |  | Non-Lead - Plastic | After 2014 |  | Non-Lead | No | No |  | Other | No | No |  | Tier 5
Reserved |  | El Rey Drive B-5 | Uhland | 78640 |  | 29.9848 | -97.7543 | Non-Lead - Plastic | No | After 2014 |  | Non-Lead - Plastic | After 2014 |  | Non-Lead | No | No |  | Other | No | No |  | Tier 5
Reserved |  | El Rey Drive B-3 | Uhland | 78640 |  | 29.9848 | -97.7543 | Non-Lead - Plastic | No | After 2014 |  | Non-Lead - Plastic | After 2014 |  | Non-Lead | No | No |  | Other | No | No |  | Tier 5
Reserved |  | El Rey Drive A-11 | Uhland | 78640 |  | 29.9848 | -97.7543 | Non-Lead - Plastic | No | After 2014 |  | Non-Lead - Plastic | After 2014 |  | Non-Lead | No | No |  | Other | No | No |  | Tier 5
Reserved |  | El Rey Drive A-20 | Uhland | 78640 |  | 29.9848 | -97.7543 | Non-Lead - Plastic | No | After 2014 |  | Non-Lead - Plastic | After 2014 |  | Non-Lead | No | No |  | Other | No | No |  | Tier 5
Reserved |  | El Rey Drive A-31 | Uhland | 78640 |  | 29.9848 | -97.7543 | Non-Lead - Plastic | No | After 2014 |  | Non-Lead - Plastic | After 2014 |  | Non-Lead | No | No |  | Other | No | No |  | Tier 5
Reserved |  | El Rey Drive A-32 | Uhland | 78640 |  | 29.9848 | -97.7543 | Non-Lead - Plastic | No | After 2014 |  | Non-Lead - Plastic | After 2014 |  | Non-Lead | No | No |  | Other | No | No |  | Tier 5
01786675 |  | El Dorado Drive A-53 | Uhland | 78640 |  | 29.9845 | -97.7561 | Non-Lead - Plastic | No | After 2014 |  | Non-Lead - Plastic | After 2014 |  | Non-Lead | No | No |  | Single Family Residence | No | No |  | Tier 5
Reserved |  | El Dorado Drive D-17 | Uhland | 78640 |  | 29.9845 | -97.7561 | Non-Lead - Plastic | No | After 2014 |  | Non-Lead - Plastic | After 2014 |  | Non-Lead | No | No |  | Other | No | No |  | Tier 5
Reserved |  | El Dorado Drive D-18 | Uhland | 78640 |  | 29.9845 | -97.7561 | Non-Lead - Plastic | No | After 2014 |  | Non-Lead - Plastic | After 2014 |  | Non-Lead | No | No |  | Other | No | No |  | Tier 5
Reserved |  | El Dorado Drive B-19 | Uhland | 78640 |  | 29.9845 | -97.7561 | Non-Lead - Plastic | No | After 2014 |  | Non-Lead - Plastic | After 2014 |  | Non-Lead | No | No |  | Other | No | No |  | Tier 5
Reserved |  | El Dorado Drive B-23 | Uhland | 78640 |  | 29.9845 | -97.7561 | Non-Lead - Plastic | No | After 2014 |  | Non-Lead - Plastic | After 2014 |  | Non-Lead | No | No |  | Other | No | No |  | Tier 5
Reserved |  | El Dorado Drive B-25 | Uhland | 78640 |  | 29.9845 | -97.7561 | Non-Lead - Plastic | No | After 2014 |  | Non-Lead - Plastic | After 2014 |  | Non-Lead | No | No |  | Other | No | No |  | Tier 5
Reserved |  | El Dorado Drive B-26 | Uhland | 78640 |  | 29.9845 | -97.7561 | Non-Lead - Plastic | No | After 2014 |  | Non-Lead - Plastic | After 2014 |  | Non-Lead | No | No |  | Other | No | No |  | Tier 5
Reserved | 100 | El Dorado Drive D-22 | Uhland | 78640 |  | 29.9845 | -97.7561 | Non-Lead - Plastic | No | After 2014 |  | Non-Lead - Plastic | After 2014 |  | Non-Lead | No | No |  | Other | No | No |  | Tier 5
Reserved |  | El Dorado Drive B-28 | Uhland | 78640 |  | 29.9845 | -97.7561 | Non-Lead - Plastic | No | After 2014 |  | Non-Lead - Plastic | After 2014 |  | Non-Lead | No | No |  | Other | No | No |  | Tier 5
Reserved |  | El Dorado Drive B-29 | Uhland | 78640 |  | 29.9845 | -97.7561 | Non-Lead - Plastic | No | After 2014 |  | Non-Lead - Plastic | After 2014 |  | Non-Lead | No | No |  | Building | No | No |  | Tier 5
09748486 | 301 | Arrowhead Cove | Uhland | 78640 |  | 29.9851 | -97.7576 | Non-Lead - Plastic | No | After 2014 |  | Non-Lead - Plastic | After 2014 |  | Non-Lead | No | No |  | Single Family Residence | No | No |  | Tier 5
Reserved |  | Arrowhead Cove D-5 | Uhland | 78640 |  | 29.9829 | -97.7576 | Non-Lead - Plastic | No | After 2014 |  | Non-Lead - Plastic | After 2014 |  | Non-Lead | No | No |  | Other | No | No |  | Tier 5
Reserved |  | Arrowhead Cove D-2 | Uhland | 78640 |  | 29.9829 | -97.7576 | Non-Lead - Plastic | No | After 2014 |  | Non-Lead - Plastic | After 2014 |  | Non-Lead | No | No |  | Other | No | No |  | Tier 5
Reserved | 400 | Arrowhead Cove | Uhland | 78640 |  | 29.9834 | -97.758 | Non-Lead - Plastic | No | After 2014 |  | Non-Lead - Plastic | After 2014 |  | Non-Lead | No | No |  | Other | No | No |  | Tier 5
Reserved | 410 | Arrowhead Cove | Uhland | 78640 |  | 29.9833 | -97.7579 | Non-Lead - Plastic | No | After 2014 |  | Non-Lead - Plastic | After 2014 |  | Non-Lead | No | No |  | Other | No | No |  | Tier 5
Reserved | 420 | Arrowhead Cove | Uhland | 78640 |  | 29.9831 | -97.7579 | Non-Lead - Plastic | No | After 2014 |  | Non-Lead - Plastic | After 2014 |  | Non-Lead | No | No |  | Other | No | No |  | Tier 5
Reserved |  | Arrowhead Cove D-65 | Uhland | 78640 |  | 29.9829 | -97.7576 | Non-Lead - Plastic | No | After 2014 |  | Non-Lead - Plastic | After 2014 |  | Non-Lead | No | No |  | Other | No | No |  | Tier 5
Reserved | 540 | Arrowhead Cove | Uhland | 78640 |  | 29.9816 | -97.7577 | Non-Lead - Plastic | No | After 2014 |  | Non-Lead - Plastic | After 2014 |  | Non-Lead | No | No |  | Other | No | No |  | Tier 5
150622 | 737 | Conchas Street B-2 | Uhland | 78640 | Removed | 29.9814 | -97.762 | Non-Lead - Plastic | No | After 2014 |  | Non-Lead - Plastic | After 2014 |  | Non-Lead | No | No |  | Single Family Residence | No | No |  | Tier 5
Reserved |  | Conchas Street B-3 | Uhland | 78640 |  | 29.984 | -97.7593 | Non-Lead - Plastic | No | After 2014 |  | Non-Lead - Plastic | After 2014 |  | Non-Lead | No | No |  | Other | No | No |  | Tier 5
Reserved |  | Conchas Street A-4 | Uhland | 78640 |  | 29.9393 | -97.7839 | Non-Lead - Plastic | No | After 2014 |  | Non-Lead - Plastic | After 2014 |  | Non-Lead | No | No |  | Other | No | No |  | Tier 5
1419910 | 691 | Conchas Street B-5 | Uhland | 78640 |  | 29.9577 | -97.7861 | Non-Lead - Plastic | No | After 2014 |  | Non-Lead - Plastic | After 2014 |  | Non-Lead | No | No |  | Single Family Residence | No | No |  | Tier 5
Reserved | 680 | Conchas Street A-6 | Uhland | 78640 |  | 29.9823 | -97.7621 | Non-Lead - Plastic | No | After 2014 |  | Non-Lead - Plastic | After 2014 |  | Non-Lead | No | No |  | Other | No | No |  | Tier 5
Reserved | 640 | Conchas Street A-8 | Uhland | 78640 |  | 29.9827 | -97.7618 | Non-Lead - Plastic | No | After 2014 |  | Non-Lead - Plastic | After 2014 |  | Non-Lead | No | No |  | Other | No | No |  | Tier 5
Reserved |  | Conchas Street A-9 | Uhland | 78640 |  | 29.7174 | -97.7285 | Non-Lead - Plastic | No | After 2014 |  | Non-Lead - Plastic | After 2014 |  | Non-Lead | No | No |  | Other | No | No |  | Tier 5
Reserved | 599 | Conchas Street | Uhland | 78640 |  | 29.9828 | -97.7611 | Non-Lead - Plastic | No | After 2014 |  | Non-Lead - Plastic | After 2014 |  | Non-Lead | No | No |  | Other | No | No |  | Tier 5
Reserved | 550 | Conchas Street A-12 | Uhland | 78640 |  | 29.9833 | -97.7612 | Non-Lead - Plastic | No | After 2014 |  | Non-Lead - Plastic | After 2014 |  | Non-Lead | No | No |  | Other | No | No |  | Tier 5
Reserved |  | Conchas Street A-13 | Uhland | 78640 |  | 29.9577 | -97.7861 | Non-Lead - Plastic | No | After 2014 |  | Non-Lead - Plastic | After 2014 |  | Non-Lead | No | No |  | Other | No | No |  | Tier 5
Reserved |  | Conchas Street A-14 | Uhland | 78640 |  | 29.984 | -97.7593 | Non-Lead - Plastic | No | After 2014 |  | Non-Lead - Plastic | After 2014 |  | Non-Lead | No | No |  | Other | No | No |  | Tier 5
Reserved |  | Conchas Street A-17 | Uhland | 78640 |  | 29.984 | -97.7593 | Non-Lead - Plastic | No | After 2014 |  | Non-Lead - Plastic | After 2014 |  | Non-Lead | No | No |  | Other | No | No |  | Tier 5
1426221 | 488 | Conchas Street A-18 | Uhland | 78640 |  | 29.9842 | -97.7602 | Non-Lead - Plastic | No | After 2014 |  | Non-Lead - Plastic | After 2014 |  | Non-Lead | No | No |  | Single Family Residence | No | No |  | Tier 5
1555229 | 1115 | Rustler Pass A-20 | Uhland | 78640 |  | 29.9843 | -97.7596 | Non-Lead - Plastic | No | After 2014 |  | Non-Lead - Plastic | After 2014 |  | Non-Lead | No | No |  | Single Family Residence | No | No |  | Tier 5
Reserved | 1140 | Rustler Pass | Uhland | 78640 |  | 29.9848 | -97.7592 | Non-Lead - Plastic | No | After 2014 |  | Non-Lead - Plastic | After 2014 |  | Non-Lead | No | No |  | Other | No | No |  | Tier 5
Reserved | 1120 | Rustler Pass | Uhland | 78640 |  | 29.9844 | -97.7591 | Non-Lead - Plastic | No | After 2014 |  | Non-Lead - Plastic | After 2014 |  | Non-Lead | No | No |  | Other | No | No |  | Tier 5
Reserved | 1090 | Rustler Pass | Uhland | 78640 |  | 29.9837 | -97.7588 | Non-Lead - Plastic | No | After 2014 |  | Non-Lead - Plastic | After 2014 |  | Non-Lead | No | No |  | Other | No | No |  | Tier 5
Reserved | 984 | Rustler Pass | Uhland | 78640 |  | 29.9827 | -97.7588 | Non-Lead - Plastic | No | After 2014 |  | Non-Lead - Plastic | After 2014 |  | Non-Lead | No | No |  | Other | No | No |  | Tier 5
Reserved | 939 | Rustler Pass | Uhland | 78640 |  | 29.9824 | -97.7593 | Non-Lead - Plastic | No | After 2014 |  | Non-Lead - Plastic | After 2014 |  | Non-Lead | No | No |  | Other | No | No |  | Tier 5
Reserved | 918 | Rustler Pass | Uhland | 78640 |  | 29.9605 | -97.797 | Non-Lead - Plastic | No | After 2014 |  | Non-Lead - Plastic | After 2014 |  | Non-Lead | No | No |  | Other | No | No |  | Tier 5
Reserved | 913 | Rustler Pass | Uhland | 78640 |  | 29.9605 | -97.797 | Non-Lead - Plastic | No | After 2014 |  | Non-Lead - Plastic | After 2014 |  | Non-Lead | No | No |  | Other | No | No |  | Tier 5
Reserved | 910 | Rustler Pass | Uhland | 78640 |  | 29.9819 | -97.7587 | Non-Lead - Plastic | No | After 2014 |  | Non-Lead - Plastic | After 2014 |  | Non-Lead | No | No |  | Other | No | No |  | Tier 5
Reserved | 863 | Rustler Pass | Uhland | 78640 |  | 29.9605 | -97.797 | Non-Lead - Plastic | No | After 2014 |  | Non-Lead - Plastic | After 2014 |  | Non-Lead | No | No |  | Other | No | No |  | Tier 5
1553571 | 825 | Rustler Pass | Uhland | 78640 |  | 30.497 | -97.9664 | Non-Lead - Plastic | No | After 2014 |  | Non-Lead - Plastic | After 2014 |  | Non-Lead | No | No |  | Single Family Residence | No | No |  | Tier 5
Reserved | 755 | Rustler Pass | Uhland | 78640 |  | 29.9796 | -97.7587 | Non-Lead - Plastic | No | After 2014 |  | Non-Lead - Plastic | After 2014 |  | Non-Lead | No | No |  | Other | No | No |  | Tier 5
Reserved |  | Rustler Pass E-34 | Uhland | 78640 |  | 30.4969 | -97.9666 | Non-Lead - Plastic | No | After 2014 |  | Non-Lead - Plastic | After 2014 |  | Non-Lead | No | No |  | Other | No | No |  | Tier 5
Reserved |  | Rustler Pass E-32 | Uhland | 78640 |  | 30.4969 | -97.9666 | Non-Lead - Plastic | No | After 2014 |  | Non-Lead - Plastic | After 2014 |  | Non-Lead | No | No |  | Other | No | No |  | Tier 5
Reserved | 520 | Rustler Pass E-29 | Uhland | 78640 | inactive | 29.9605 | -97.797 | Non-Lead - Plastic | No | After 2014 |  | Non-Lead - Plastic | After 2014 |  | Non-Lead | No | No |  | Single Family Residence | No | No |  | Tier 5
1540878 | 520 | Rustler Pass E-29 | Uhland | 78640 |  | 29.9605 | -97.797 | Non-Lead - Plastic | No | After 2014 |  | Non-Lead - Plastic | After 2014 |  | Non-Lead | No | No |  | Single Family Residence | No | No |  | Tier 5
Reserved | 485 | Rustler Pass C-18 | Uhland | 78640 |  | 30.497 | -97.9664 | Non-Lead - Plastic | No | After 2014 |  | Non-Lead - Plastic | After 2014 |  | Non-Lead | No | No |  | Other | No | No |  | Tier 5
Reserved | 445 | Rustler Pass C-19 | Uhland | 78640 |  | 29.9605 | -97.797 | Non-Lead - Plastic | No | After 2014 |  | Non-Lead - Plastic | After 2014 |  | Non-Lead | No | No |  | Single Family Residence | No | No |  | Tier 5
Reserved |  | Rustler Pass E-25 | Uhland | 78640 |  | 30.4969 | -97.9666 | Non-Lead - Plastic | No | After 2014 |  | Non-Lead - Plastic | After 2014 |  | Non-Lead | No | No |  | Other | No | No |  | Tier 5
Reserved |  | Rustler Pass D-11 | Uhland | 78640 |  | 29.9605 | -97.797 | Non-Lead - Plastic | No | After 2014 |  | Non-Lead - Plastic | After 2014 |  | Non-Lead | No | No |  | Other | No | No |  | Tier 5
Reserved |  | Rustler Pass D-12 | Uhland | 78640 |  | 29.9605 | -97.797 | Non-Lead - Plastic | No | After 2014 |  | Non-Lead - Plastic | After 2014 |  | Non-Lead | No | No |  | Other | No | No |  | Tier 5
Reserved |  | Rustler Pass D-13 | Uhland | 78640 |  | 29.9605 | -97.797 | Non-Lead - Plastic | No | After 2014 |  | Non-Lead - Plastic | After 2014 |  | Non-Lead | No | No |  | Other | No | No |  | Tier 5
Reserved |  | Rustler Pass D-14 | Uhland | 78640 |  | 29.9605 | -97.797 | Non-Lead - Plastic | No | After 2014 |  | Non-Lead - Plastic | After 2014 |  | Non-Lead | No | No |  | Other | No | No |  | Tier 5
Reserved | 250 | Rustler Pass E-13 | Uhland | 78640 |  | 29.9793 | -97.7614 | Non-Lead - Plastic | No | After 2014 |  | Non-Lead - Plastic | After 2014 |  | Non-Lead | No | No |  | Other | No | No |  | Tier 5
Reserved |  | Rustler Pass D-15 | Uhland | 78640 |  | 29.9793 | -97.6992 | Non-Lead - Plastic | No | After 2014 |  | Non-Lead - Plastic | After 2014 |  | Non-Lead | No | No |  | Other | No | No |  | Tier 5
Reserved |  | Rustler Pass D-16 | Uhland | 78640 |  | 29.9605 | -97.797 | Non-Lead - Plastic | No | After 2014 |  | Non-Lead - Plastic | After 2014 |  | Non-Lead | No | No |  | Other | No | No |  | Tier 5
Reserved |  | Rustler Pass E-11 | Uhland | 78640 |  | 29.9793 | -97.7614 | Non-Lead - Plastic | No | After 2014 |  | Non-Lead - Plastic | After 2014 |  | Non-Lead | No | No |  | Other | No | No |  | Tier 5
Reserved |  | Rustler Pass E-8 | Uhland | 78640 |  | 29.9793 | -97.7614 | Non-Lead - Plastic | No | After 2014 |  | Non-Lead - Plastic | After 2014 |  | Non-Lead | No | No |  | Other | No | No |  | Tier 5
01552502 | 142 | Vaquero Lane C-24 | Uhland | 78640 |  | 29.9788 | -97.7593 | Non-Lead - Plastic | No | After 2014 |  | Non-Lead - Plastic | After 2014 |  | Non-Lead | No | No |  | Single Family Residence | No | No |  | Tier 5
Reserved |  | Vaquero Lane D-7 | Uhland | 78640 |  | 29.9805 | -97.7601 | Non-Lead - Plastic | No | After 2014 |  | Non-Lead - Plastic | After 2014 |  | Non-Lead | No | No |  | Other | No | No |  | Tier 5
Reserved | 250 | Vaquero Lane C-31 | Uhland | 78640 |  | 29.9801 | -97.7598 | Non-Lead - Plastic | No | After 2014 |  | Non-Lead - Plastic | After 2014 |  | Non-Lead | No | No |  | Single Family Residence | No | No |  | Tier 5
1549226 | 239 | Vaquero Lane D-4 | Uhland | 78640 |  | 29.9801 | -97.7604 | Non-Lead - Plastic | No | After 2014 |  | Non-Lead - Plastic | After 2014 |  | Non-Lead | No | No |  | Single Family Residence | No | No |  | Tier 5
Reserved | 239 | Vaquero Lane D-4 | Uhland | 78640 |  | 29.9801 | -97.7604 | Non-Lead - Plastic | No | After 2014 |  | Non-Lead - Plastic | After 2014 |  | Non-Lead | No | No |  | Single Family Residence | No | No |  | Tier 5
Reserved |  | Vaquero Lane B-35 | Uhland | 78640 |  | 29.9805 | -97.7601 | Non-Lead - Plastic | No | After 2014 |  | Non-Lead - Plastic | After 2014 |  | Non-Lead | No | No |  | Other | No | No |  | Tier 5
Reserved |  | Vaquero Lane B-47 | Uhland | 78640 |  | 29.9805 | -97.7601 | Non-Lead - Plastic | No | After 2014 |  | Non-Lead - Plastic | After 2014 |  | Non-Lead | No | No |  | Other | No | No |  | Tier 5
Reserved |  | Vaquero Lane B-36 | Uhland | 78640 |  | 29.9805 | -97.7601 | Non-Lead - Plastic | No | After 2014 |  | Non-Lead - Plastic | After 2014 |  | Non-Lead | No | No |  | Other | No | No |  | Tier 5
Reserved |  | Vaquero Lane B-43 | Uhland | 78640 |  | 29.9805 | -97.7601 | Non-Lead - Plastic | No | After 2014 |  | Non-Lead - Plastic | After 2014 |  | Non-Lead | No | No |  | Other | No | No |  | Tier 5
Reserved | 160 | Ganado Drive E-4 | Uhland | 78640 |  | 29.9809 | -97.7626 | Non-Lead - Plastic | No | After 2014 |  | Non-Lead - Plastic | After 2014 |  | Non-Lead | No | No |  | Other | No | No |  | Tier 5
Reserved |  | Ganado Drive E-5 | Uhland | 78640 |  | 29.9806 | -97.7573 | Non-Lead - Plastic | No | After 2014 |  | Non-Lead - Plastic | After 2014 |  | Non-Lead | No | No |  | Other | No | No |  | Tier 5
Reserved |  | Ganado Drive E-6 | Uhland | 78640 |  | 29.9844 | -97.8859 | Non-Lead - Plastic | No | After 2014 |  | Non-Lead - Plastic | After 2014 |  | Non-Lead | No | No |  | Other | No | No |  | Tier 5
Reserved | 510 | Ganado Drive C-1 | Uhland | 78640 |  | 29.9806 | -97.7573 | Non-Lead - Plastic | No | After 2014 |  | Non-Lead - Plastic | After 2014 |  | Non-Lead | No | No |  | Single Family Residence | No | No |  | Tier 5
Reserved | 460 | Ganado Drive | Uhland | 78640 |  | 29.9806 | -97.7584 | Non-Lead - Plastic | No | After 2014 |  | Non-Lead - Plastic | After 2014 |  | Non-Lead | No | No |  | Other | No | No |  | Tier 5
01445656 | 135 | La Quinta Cove | Uhland | 78640 |  | 29.9799 | -97.7578 | Non-Lead - Plastic | No | After 2014 |  | Non-Lead - Plastic | After 2014 |  | Non-Lead | No | No |  | Single Family Residence | No | No |  | Tier 5
Reserved | 190 | La Quinta Cove | Uhland | 78640 |  | 29.9795 | -97.7573 | Non-Lead - Plastic | No | After 2014 |  | Non-Lead - Plastic | After 2014 |  | Non-Lead | No | No |  | Other | No | No |  | Tier 5
Reserved | 26 | A S. Plum Creek Road | Uhland | 78640 |  | 29.963 | -97.7971 | Non-Lead - Plastic | No | After 2014 |  | Non-Lead - Plastic | After 2014 |  | Non-Lead | No | No |  | Other | No | No |  | Tier 5
Reserved | 2 B | Plum Creek Road | Uhland | 78640 |  | 29.9648 | -97.7958 | Non-Lead - Plastic | No | After 2014 |  | Non-Lead - Plastic | After 2014 |  | Non-Lead | No | No |  | Other | No | No |  | Tier 5
Reserved | 2874 | Cotton Gin Road | Uhland | 78640 |  | 29.9695 | -97.801 | Non-Lead - Plastic | No | After 2014 |  | Non-Lead - Plastic | After 2014 |  | Non-Lead | No | No |  | Other | No | No |  | Tier 5
Reserved | 2728 | Twilight Glen Trail | Uhland | 78640 |  | 29.97 | -97.8039 | Non-Lead - Plastic | No | After 2014 |  | Non-Lead - Plastic | After 2014 |  | Non-Lead | No | No |  | Other | No | No |  | Tier 5
Reserved | 2742 | Twilight Glen Trail | Uhland | 78640 |  | 29.9698 | -97.8038 | Non-Lead - Plastic | No | After 2014 |  | Non-Lead - Plastic | After 2014 |  | Non-Lead | No | No |  | Other | No | No |  | Tier 5
Reserved | 2818 | Twilight Glen Trail | Uhland | 78640 |  | 29.9691 | -97.8028 | Non-Lead - Plastic | No | After 2014 |  | Non-Lead - Plastic | After 2014 |  | Non-Lead | No | No |  | Other | No | No |  | Tier 5
Reserved | 2857 | Twilight Glen Trail | Uhland | 78640 |  | 29.9689 | -97.8021 | Non-Lead - Plastic | No | After 2014 |  | Non-Lead - Plastic | After 2014 |  | Non-Lead | No | No |  | Other | No | No |  | Tier 5
Reserved | 2841 | Twilight Glen Trail | Uhland | 78640 |  | 29.9693 | -97.802 | Non-Lead - Plastic | No | After 2014 |  | Non-Lead - Plastic | After 2014 |  | Non-Lead | No | No |  | Other | No | No |  | Tier 5
Reserved | 2827 | Twilight Glen Trail | Uhland | 78640 |  | 29.9692 | -97.8025 | Non-Lead - Plastic | No | After 2014 |  | Non-Lead - Plastic | After 2014 |  | Non-Lead | No | No |  | Other | No | No |  | Tier 5
Reserved | 2811 | Twilight Glen Trail | Uhland | 78640 |  | 29.9694 | -97.8026 | Non-Lead - Plastic | No | After 2014 |  | Non-Lead - Plastic | After 2014 |  | Non-Lead | No | No |  | Other | No | No |  | Tier 5
Reserved | 2795 | Twilight Glen Trail | Uhland | 78640 |  | 29.9695 | -97.8028 | Non-Lead - Plastic | No | After 2014 |  | Non-Lead - Plastic | After 2014 |  | Non-Lead | No | No |  | Other | No | No |  | Tier 5
Reserved |  | Phase 6A Entrance Irrigation | Uhland | 78640 |  | 29.9605 | -97.797 | Non-Lead - Plastic | No | After 2014 |  | Non-Lead - Plastic | Between 1989 and 2014 |  | Non-Lead | No | No |  | Other | No | No |  | Tier 5
Reserved | 1337 | Twin Cove | Kyle | 78640 |  | 29.9826 | -97.8385 | Non-Lead - Plastic | No | After 2014 |  | Non-Lead - Plastic | Between 1989 and 2014 |  | Non-Lead | No | No |  | Other | No | No |  | Tier 5
Reserved | 1208 | Amy Drive | Kyle | 78640 |  | 29.9821 | -97.8356 | Non-Lead - Plastic | No | Between 1989 and 2014 |  | Non-Lead - Plastic | After 2014 |  | Non-Lead | No | No |  | Other | No | No |  | Tier 5
Reserved | 1243 | Amy Drive | Kyle | 78640 |  | 29.9813 | -97.8356 | Non-Lead - Plastic | No | Between 1989 and 2014 |  | Non-Lead - Plastic | After 2014 |  | Non-Lead | No | No |  | Other | No | No |  | Tier 5
Reserved | 2827 | Twilight Glen Trail | Uhland | 78640 |  | 29.9692 | -97.8025 | Non-Lead - Plastic | No | After 2014 |  | Non-Lead - Plastic | After 2014 |  | Non-Lead | No | No |  | Other | No | No |  | Tier 5
5882427-1 | 628 | Abundance Lane | Kyle | 78640 | Waterleaf Park | 29.9688 | -97.839 | Non-Lead - Copper | No | Between 1989 and 2014 |  | Non-Lead - Plastic | After 2014 |  | Non-Lead | No | No |  | Other |  | No | No | Tier 5
12254419 | Avery | Park Entrance | Kyle | 78640 | Avery Park | 29.9488 | -97.8344 | Non-Lead - Copper | No | Between 1989 and 2014 |  | Non-Lead - Plastic | Between 1989 and 2014 |  | Non-Lead | No | No |  | Other | No | No | No | Tier 5
8186304 | 3839 | FM 150 East | Uhland | 78640 | Simon MS, 2" Compound Meter for irrigation | 29.9455 | 97.8289 | Non-Lead - Other | No | Between 1989 and 2014 |  | Non-Lead - Copper | Between 1989 and 2014 |  | Non-Lead | No | Don't Know |  | Building | No | No | No | Tier 5
18148043 | Avery Park | Meter | Uhland | 78640 | Avery Park HOA. Lock. Nonactive. | 29.9488 | -97.8344 | Non-Lead - Copper | No | Before 1989 |  | Non-Lead - Plastic | Before 1989 |  | Non-Lead | No | No |  | Other | No | No | No | Tier 5
9183565 | Park Phase 1 | Euclid | Uhland | 78640 |  | 29.9668 | -97.8202 | Non-Lead - Plastic | No | After 2014 |  | Non-Lead - Plastic | After 2014 |  | Non-Lead | No | No |  | Other | No | No | No | Tier 5
12191056 | Park | Irrigation Highlands | Uhland | 78640 | Highlands at Grist Mill Subdivision | 32.9191 | -96.7607 | Non-Lead - Plastic | No | After 2014 |  | Non-Lead - Plastic | After 2014 |  | Non-Lead | No | No |  | Other | No | No | No | Tier 5
15504374 | Park | Levi Ln Phase | Uhland | 78640 | Mill Creek Subdivision | 29.9693 | -97.8214 | Non-Lead - Plastic | No | After 2014 |  | Non-Lead - Plastic | After 2014 |  | Non-Lead | No | No |  | Building | No | No | No | Tier 5
3972891 | 1850 | Goforth Rd | Kyle | 78640 | Baseball Complex | 29.9939 | -97.8408 | Non-Lead - Plastic | No | After 2014 |  | Non-Lead - Plastic | After 2014 |  | Non-Lead | No | No |  | Other | No | No | No | Tier 5
873754 | 104 | Creekside Trail | Kyle | 78640 | Outpost Irrigation | 29.9726 | -97.8591 | Non-Lead - Plastic | No | After 2014 |  | Non-Lead - Plastic | After 2014 |  | Non-Lead | No | No |  | Other | No | No | No | Tier 5
10060578 | New | Bridge Irrigation | Kyle | 78640 | Waterleaf Irrigation | 30.3909 | -97.3704 | Non-Lead - Plastic | No | Between 1989 and 2014 |  | Non-Lead - Plastic | Between 1989 and 2014 |  | Non-Lead | No | No |  | Other | No | No | No | Tier 5
708312 | 100 | Running Creek Drive | Kyle | 78640 | Bunton Reserve. Pool house, Amenity Ctr | 29.9835 | -97.8355 | Non-Lead - Plastic | No | After 2014 |  | Non-Lead - Plastic | After 2014 |  | Non-Lead | No | No | Model 860, Serial H53595, Mfr FEBCO / LEADFREE | Building | No | No | No | Tier 5
13330128 | 330 | Sheep Trail | Kyle | 78640 | Waterleaf HOA Pool | 29.9686 | -97.8427 | Non-Lead - Copper | No | Between 1989 and 2014 |  | Non-Lead - Plastic | Between 1989 and 2014 |  | Non-Lead | No | No | Model LF007M1QT, Serial 53985, Mfr Watts / LEADFREE | Building | No | No | No | Tier 5
12953047 | 330 | Sheep Trail | Kyle | 78640 | Waterleaf HOA Iririgation | 29.9686 | -97.8427 | Non-Lead - Copper | No | Between 1989 and 2014 |  | Non-Lead - Plastic | Between 1989 and 2014 |  | Non-Lead | No | No | Model 860, Serial HA21989, Mfr Febco / LEADFREE | Other | No | No | No | Tier 5
12571701 | Pool | Woodlands Pool | Kyle | 78640 | Woodlands Park Subdivision | 29.9561 | -97.8502 | Non-Lead - Plastic | No | Between 1989 and 2014 |  | Non-Lead - Plastic | Between 1989 and 2014 |  | Non-Lead | No | No | Model LF009M2QT, Serial 223344, Mfr Watts / LEADFREE | Other | No | No | No | Tier 5
12905424 | Pool | Woodlands Pool | Kyle | 78640 | Woodlands Park Subdivision | 29.9561 | -97.8502 | Non-Lead - Plastic | No | Between 1989 and 2014 |  | Non-Lead - Plastic | Between 1989 and 2014 |  | Non-Lead | No | No | Model LF007M1QT, Serial A27424, Mfr Watts / LEADFREE | Other | No | No | No | Tier 5
15512277 | 107 | Creekside Trl | Kyle | 78640 | Irrigation for Rest Home 1" Met. 13458448 | 29.974 | -97.858 | Non-Lead - Plastic | No | After 2014 |  | Non-Lead - Plastic | After 2014 |  | Non-Lead | No | No |  | Other | No | No | No | Tier 5
12480749 | 119 | Gustaf Trail | Uhland | 78640 | Highlands at Grist Mill HOA Entry Irrigation | 29.9653 | -97.8199 | Non-Lead - Plastic | No | After 2014 |  | Non-Lead - Plastic | After 2014 |  | Non-Lead | No | No | Model 850, Serial H50153, Mfr Febco / LEADFREE | Other | No | No | No | Tier 5
9192259 | Entrance | Andover | Kyle | 78640 | Near 100 Andover Lane, at intersection of Andover Lane and Grist Mill Road | 29.9672 | -97.8223 | Non-Lead - Plastic | No | After 2014 |  | Non-Lead - Plastic | After 2014 |  | Non-Lead | No | No | Model n/a, Serial HF42179, Mfr Febco / LEADFREE | Other | No | No | No | Tier 5
3879721 | 1025 | Twin Estates Drive | Kyle | 78640 | 5538502, Bunton Reserve Irrigation Meter / Bunton Creek HOA | 29.9867 | -97.8357 | Non-Lead - Plastic | No | After 2014 |  | Non-Lead - Plastic | After 2014 |  | Non-Lead | No | No | Model 40105T2, Serial ZC393, Mfr Conbraco / LEADFREE | Other | No | No | No | Tier 5
5538502 | Irrigation | Meter | Kyle | 78640 | Bunton Reserve | 29.9672 | -97.8223 | Non-Lead - Plastic | No | After 2014 |  | Non-Lead - Plastic | After 2014 |  | Non-Lead | No | No |  | Other | No | No | No | Tier 5
12905967 | 100 | Running Creek Drive | Kyle | 78640 | Bunton Reserve. Irrigation, Amenity Ctr | 29.9835 | -97.8355 | Non-Lead - Plastic | No | Between 1989 and 2014 |  | Non-Lead - Plastic | Between 1989 and 2014 |  | Non-Lead | No | No | Model 850, Serial H33514, Mfr FABCO / LEADFREE | Other | No | No | No | Tier 5
61482207 | Woodlands | Entrance Irriga | Kyle | 78640 | Woodlands, or Associa Hill Woodlands Country | 29.9531 | -97.8529 | Non-Lead - Copper | No | Between 1989 and 2014 |  | Non-Lead - Plastic | Between 1989 and 2014 |  | Non-Lead | No | No | Model 850, Serial HC86368, Mfr Febco / LEADFREE | Other | No | No | No | Tier 5
2330671 | Entrance | Irrigation | Uhland | 78640 |  | 29.9488 | -97.8344 | Non-Lead - Copper | No | Between 1989 and 2014 |  | Non-Lead - Plastic | Between 1989 and 2014 |  | Non-Lead | No | No |  | Other | No | No | No | Tier 5
9198275 | 553 | Cool Springs Blvd | Kyle | 78640 | Cool Springs Irrigation | 29.9574 | -97.8538 | Non-Lead - Plastic | No | After 2014 |  | Non-Lead - Plastic | After 2014 |  | Non-Lead | No | No |  | Other | No | No | No | Tier 5
3124088 | Harvest Creek Entrance | Grist Mill Rd Entrance/ Grist | Uhland | 78640 | Irrigation | 29.9696 | -97.8252 | Non-Lead - Plastic | No | After 2014 |  | Non-Lead - Plastic | After 2014 |  | Non-Lead | No | No |  | Other | No | No | No | Tier 5
9186632 | 294 | Sickle Loop | Uhland | 78640 | Irrigation or pool | 29.9725 | -97.823 | Non-Lead - Plastic | No | After 2014 |  | Non-Lead - Plastic | After 2014 |  | Non-Lead | No | No |  | Other | No | No | No | Tier 5
18478876 | 251 | Sunnyside | Uhland | 78640 | Waterleaf HOA. Irrigation | 29.961 | -97.8449 | Non-Lead - Plastic | No | Between 1989 and 2014 |  | Non-Lead - Plastic | Between 1989 and 2014 |  | Non-Lead | No | No | Model 007M1QT, Serial A09255, Mfr Watts / LEADFREE | Other | No | No | No | Tier 5
12195330 | 291 | Ella Marie Circle | Uhland | 78640 | Highlands at Grist Mill Subdivision | 29.9658 | -97.8161 | Non-Lead - Plastic | No | After 2014 |  | Non-Lead - Plastic | After 2014 |  | Non-Lead | No | No | Model 850, Serial HE77725, Mfr Febco / LEADFREE | Other | No | No | No | Tier 5
15504374 | Levi | Landing | Uhland | 78640 | Phase 3, Levi Landing at Andover Lane. Mill Creek Subdivision Park | 29.969 | -97.8205 | Non-Lead - Plastic | No | After 2014 |  | Non-Lead - Plastic | After 2014 |  | Non-Lead | No | No | Model DC4AY, Serial 09148A, Mfr Apollo / LEADFREE | Other | No | No | No | Tier 5
2222222 | 1051 | E FM 150 | Kyle | 78640 | SCRUBS Car Wash, 09672036 | 29.9723 | -97.858 | Non-Lead - Plastic | No | After 2014 |  | Non-Lead - Plastic | After 2014 |  | Non-Lead | No | No | Model LF009M2QT, Serial 200677, Mfr Watts / LEADFREE | Building | No | No | No | Tier 5
16591649 | 191 | New Country Road | Kyle | 78640 | Waterleaf Subdivision HOA | 29.9669 | -97.8502 | Non-Lead - Plastic | No | After 2014 |  | Non-Lead - Plastic | After 2014 |  | Non-Lead | No | No | Model 850, Serial H662427, Mfr Febco / LEADFREE | Other | No | No | No | Tier 5
8875122 |  | E FM 150 | Kyle | 78640 | Irrigation. Harvest Moon Pkwy at FM 150 East | 29.9686 | -97.8542 | Non-Lead - Plastic | No | After 2014 |  | Non-Lead - Plastic | After 2014 |  | Non-Lead | No | No | Model 4010799T, Serial JB825, Mfr Conbraco / LEADFREE | Other | No | No | No | Tier 5
1432573 | 505 | Arnold Loop | Uhland | 78640 | Wayside Irrigation. Plum Creek Rd at Wayside Entrance | 29.9753 | -97.7847 | Non-Lead - Plastic | No | After 2014 |  | Non-Lead - Plastic | After 2014 |  | Non-Lead | No | No | Model 850, Serial HF70955, Mfr Febco / LEADFREE | Other | No | No | No | Tier 5
1434042 | 135 | Ehrlich Street | Uhland | 78640 | Wayside Irrigation. Address also 149 Ehrlich Street. | 29.9765 | -97.7871 | Non-Lead - Plastic | No | After 2014 |  | Non-Lead - Plastic | After 2014 |  | Non-Lead | No | No | Model 850, Serial HF73627, Mfr Febco / LEADFREE | Other | No | No | No | Tier 5
1425850 | 364 | Arnold Loop | Uhland | 78640 | Wayside Irrigation. Address also 366 Arnold Loop. | 29.9754 | -97.7852 | Non-Lead - Plastic | No | After 2014 |  | Non-Lead - Plastic | After 2014 |  | Non-Lead | No | No | Model 350, Serial AJAZ1334, Mfr Wilkins / LEADFREE | Other | No | No | No | Tier 5
6342085 | Ranch Road, | Frogmore Entrance | Uhland | 78640 | Watermill Irrigation. Balmoral Ln and Frogmore Loop | 29.946 | -97.7998 | Non-Lead - Plastic | No | After 2014 |  | Non-Lead - Plastic | After 2014 |  | Non-Lead | No | No | Model 850, Serial HF86032, Mfr Febco / LEADFREE | Other | No | No | No | Tier 5
1415659 | 110 | Sandringham Loop | Uhland | 78640 | Watermill Irrigation. Sandringham Loop and Tamworth Lane | 29.9466 | -97.8013 | Non-Lead - Plastic | No | After 2014 |  | Non-Lead - Plastic | After 2014 |  | Non-Lead | No | No | Model 350, Serial AJBC2948, Mfr Wilkins / LEADFREE | Other | No | No | No | Tier 5
1407087 | 268 | Frogmore Loop | Uhland | 78640 | Watermill Irrigation. Address also 242 Frogmore Loop. | 29.9443 | -97.8013 | Non-Lead - Plastic | No | After 2014 |  | Non-Lead - Plastic | After 2014 |  | Non-Lead | No | No | Model 350, Serial AJAV9487, Mfr Wilkins / LEADFREE | Other | No | No | No | Tier 5
1416300 | 110 | Ephesus | Uhland | 78640 | Watermill Irrigation. Address is also 159 Sandringham Loop. | 29.946 | -97.8015 | Non-Lead - Plastic | No | After 2014 |  | Non-Lead - Plastic | After 2014 |  | Non-Lead | No | No | Model 850, Serial HF98362, Mfr Febco / LEADFREE | Other | No | No | No | Tier 5
1438170 | 218 | Sandringham Loop | Uhland | 78640 | Ranch Road Watermill Irrigation | 29.9459 | -97.802 | Non-Lead - Plastic | No | After 2014 |  | Non-Lead - Plastic | After 2014 |  | Non-Lead | No | No |  | Other | No | No | No | Tier 5
1445663 | 106 | Raunds Lane | Uhland | 78640 | Ranch Road Watermill Irrigation | 29.9471 | -97.803 | Non-Lead - Plastic | No | After 2014 |  | Non-Lead - Plastic | After 2014 |  | Non-Lead | No | No |  | Other | No | No | No | Tier 5
1440379 | 608 | Ebbsfleet Drive | Uhland | 78640 | Ranch Road Watermill Irrigation | 29.9492 | -97.8036 | Non-Lead - Plastic | No | After 2014 |  | Non-Lead - Plastic | After 2014 |  | Non-Lead | No | No |  | Other | No | No | No | Tier 5
1439735 | 235 | Ebbsfleet Drive | Uhland | 78640 | Ranch Road Watermill Irrigation | 29.9492 | -97.8036 | Non-Lead - Plastic | No | After 2014 |  | Non-Lead - Plastic | After 2014 |  | Non-Lead | No | No |  | Other | No | No | No | Tier 5
1426247 | 243 | Princeton Drive | Uhland | 78640 | Ranch Road Wayside Irrigation | 29.9491 | -97.8036 | Non-Lead - Plastic | No | After 2014 |  | Non-Lead - Plastic | After 2014 |  | Non-Lead | No | No |  | Other | No | No | No | Tier 5
12547386 | 2070 | FM 150 | Kyle | 78640 | Cool Spr. Irrigation | 29.962 | -97.8466 | Non-Lead - Plastic | No | After 2014 |  | Non-Lead - Plastic | After 2014 |  | Non-Lead | No | No |  | Other | No | No | No | Tier 5
12610253 | 2331 | High Rd | Uhland | 78640 | Irrigation | 29.9721 | -97.7858 | Non-Lead - Copper | No | After 2014 |  | Non-Lead - Plastic | After 2014 |  | Non-Lead | No | No |  | Building | No | No | No | Tier 5
9464960 | 15 | N. Plum Creek Road | Uhland | 78640 | irrigation | 29.9654 | -97.7937 | Non-Lead - Plastic | No | After 2014 |  | Non-Lead - Plastic | After 2014 |  | Non-Lead | No | No |  | Other | No | No | No | Tier 5
3897740 | 109 | Bunton Ln | Kyle | 78640 | 12558585, Bunton Reserve. Baseball Field | 29.993 | -97.8401 | Non-Lead - Plastic | No | After 2014 |  | Non-Lead - Plastic | After 2014 |  | Non-Lead | No | No |  | Building | No | No | No | Tier 5
3795976 | 294 | Sickle Loop | Uhland | 78640 | Harvest Creek HOA Splash Pad | 29.9725 | -97.823 | Non-Lead - Plastic | No | After 2014 |  | Non-Lead - Plastic | After 2014 |  | Non-Lead | No | No | Model 850, Serial HG33736, Mfr Febco / LEADFREE | Building | No | No | No | Tier 5
9328241 | 2964 | Cotton Gin Road | Uhland | 78640 | MASTER Creeks Crossing Mobile Home Park | 29.9627 | -97.797 | Non-Lead - Plastic | No | After 2014 |  | Non-Lead - Plastic | After 2014 |  | Non-Lead | No | No |  | Multiple Family Residence | No | No | No | Tier 5
9329100 | 2964 | Cotton Gin Road | Uhland | 78640 | MASTER Creeks Crossing Mobile Home Park | 29.9627 | -97.797 | Non-Lead - Plastic | No | After 2014 |  | Non-Lead - Plastic | After 2014 |  | Non-Lead | No | No | Model 850, Serial HG10886, Mfr Febco / LEADFREE | Multiple Family Residence | No | No | No | Tier 5
221114259 | 2964 | Cotton Gin Road | Uhland | 78640 | MASTER Creeks Crossing Mobile Home Park | 29.9627 | -97.797 | Non-Lead - Plastic | No | After 2014 |  | Non-Lead - Plastic | After 2014 |  | Non-Lead | No | No |  | Multiple Family Residence | No | No | No | Tier 5
9329100 | 2964 | Cotton Gin Road | Uhland | 78640 | MASTER Creeks Crossing Mobile Home Park | 29.9627 | -97.797 | Non-Lead - Plastic | No | After 2014 |  | Non-Lead - Plastic | After 2014 |  | Non-Lead | No | No |  | Multiple Family Residence | No | No | No | Tier 5
9329100 | 2964 | Cotton Gin Road | Uhland | 78640 | MASTER Creeks Crossing Mobile Home Park | 29.9627 | -97.797 | Non-Lead - Plastic | No | After 2014 |  | Non-Lead - Plastic | After 2014 |  | Non-Lead | No | No |  | Multiple Family Residence | No | No | No | Tier 5
9329100 | 2964 | Cotton Gin Road | Uhland | 78640 | MASTER Creeks Crossing Mobile Home Park | 29.9627 | -97.797 | Non-Lead - Plastic | No | After 2014 |  | Non-Lead - Plastic | After 2014 |  | Non-Lead | No | No |  | Multiple Family Residence | No | No | No | Tier 5
9329100 | 2964 | Cotton Gin Road | Uhland | 78640 | MASTER Creeks Crossing Mobile Home Park | 29.9627 | -97.797 | Non-Lead - Plastic | No | After 2014 |  | Non-Lead - Plastic | After 2014 |  | Non-Lead | No | No |  | Multiple Family Residence | No | No | No | Tier 5
9329100 | 2964 | Cotton Gin Road | Uhland | 78640 | MASTER Creeks Crossing Mobile Home Park | 29.9627 | -97.797 | Non-Lead - Plastic | No | After 2014 |  | Non-Lead - Plastic | After 2014 |  | Non-Lead | No | No |  | Multiple Family Residence | No | No | No | Tier 5
9329100 | 2964 | Cotton Gin Road | Uhland | 78640 | MASTER Creeks Crossing Mobile Home Park | 29.9627 | -97.797 | Non-Lead - Plastic | No | After 2014 |  | Non-Lead - Plastic | After 2014 |  | Non-Lead | No | No |  | Multiple Family Residence | No | No | No | Tier 5
9329100 | 2964 | Cotton Gin Road | Uhland | 78640 | MASTER Creeks Crossing Mobile Home Park | 29.9627 | -97.797 | Non-Lead - Plastic | No | After 2014 |  | Non-Lead - Plastic | After 2014 |  | Non-Lead | No | No |  | Multiple Family Residence | No | No | No | Tier 5
9329100 | 2964 | Cotton Gin Road | Uhland | 78640 | MASTER Creeks Crossing Mobile Home Park | 29.9627 | -97.797 | Non-Lead - Plastic | No | After 2014 |  | Non-Lead - Plastic | After 2014 |  | Non-Lead | No | No |  | Multiple Family Residence | No | No | No | Tier 5
9329100 | 2964 | Cotton Gin Road | Uhland | 78640 | MASTER Creeks Crossing Mobile Home Park | 29.9627 | -97.797 | Non-Lead - Plastic | No | After 2014 |  | Non-Lead - Plastic | After 2014 |  | Non-Lead | No | No |  | Multiple Family Residence | No | No | No | Tier 5
9329100 | 2964 | Cotton Gin Road | Uhland | 78640 | MASTER Creeks Crossing Mobile Home Park | 29.9627 | -97.797 | Non-Lead - Plastic | No | After 2014 |  | Non-Lead - Plastic | After 2014 |  | Non-Lead | No | No |  | Multiple Family Residence | No | No | No | Tier 5
9329100 | 2964 | Cotton Gin Road | Uhland | 78640 | MASTER Creeks Crossing Mobile Home Park | 29.9627 | -97.797 | Non-Lead - Plastic | No | After 2014 |  | Non-Lead - Plastic | After 2014 |  | Non-Lead | No | No |  | Multiple Family Residence | No | No | No | Tier 5
9329100 | 2964 | Cotton Gin Road | Uhland | 78640 | MASTER Creeks Crossing Mobile Home Park | 29.9627 | -97.797 | Non-Lead - Plastic | No | After 2014 |  | Non-Lead - Plastic | After 2014 |  | Non-Lead | No | No |  | Multiple Family Residence | No | No | No | Tier 5
9329100 | 2964 | Cotton Gin Road | Uhland | 78640 | MASTER Creeks Crossing Mobile Home Park | 29.9627 | -97.797 | Non-Lead - Plastic | No | After 2014 |  | Non-Lead - Plastic | After 2014 |  | Non-Lead | No | No |  | Multiple Family Residence | No | No | No | Tier 5
9329100 | 2964 | Cotton Gin Road | Uhland | 78640 | MASTER Creeks Crossing Mobile Home Park | 29.9627 | -97.797 | Non-Lead - Plastic | No | After 2014 |  | Non-Lead - Plastic | After 2014 |  | Non-Lead | No | No |  | Multiple Family Residence | No | No | No | Tier 5
9329100 | 2964 | Cotton Gin Road | Uhland | 78640 | MASTER Creeks Crossing Mobile Home Park | 29.9627 | -97.797 | Non-Lead - Plastic | No | After 2014 |  | Non-Lead - Plastic | After 2014 |  | Non-Lead | No | No |  | Multiple Family Residence | No | No | No | Tier 5
9329100 | 2964 | Cotton Gin Road | Uhland | 78640 | MASTER Creeks Crossing Mobile Home Park | 29.9627 | -97.797 | Non-Lead - Plastic | No | After 2014 |  | Non-Lead - Plastic | After 2014 |  | Non-Lead | No | No |  | Multiple Family Residence | No | No | No | Tier 5
9329100 | 2964 | Cotton Gin Road | Uhland | 78640 | MASTER Creeks Crossing Mobile Home Park | 29.9627 | -97.797 | Non-Lead - Plastic | No | After 2014 |  | Non-Lead - Plastic | After 2014 |  | Non-Lead | No | No |  | Multiple Family Residence | No | No | No | Tier 5
9329100 | 2964 | Cotton Gin Road | Uhland | 78640 | MASTER Creeks Crossing Mobile Home Park | 29.9627 | -97.797 | Non-Lead - Plastic | No | After 2014 |  | Non-Lead - Plastic | After 2014 |  | Non-Lead | No | No |  | Multiple Family Residence | No | No | No | Tier 5
9329100 | 2964 | Cotton Gin Road | Uhland | 78640 | MASTER Creeks Crossing Mobile Home Park | 29.9627 | -97.797 | Non-Lead - Plastic | No | After 2014 |  | Non-Lead - Plastic | After 2014 |  | Non-Lead | No | No |  | Multiple Family Residence | No | No | No | Tier 5
9329100 | 2964 | Cotton Gin Road | Uhland | 78640 | MASTER Creeks Crossing Mobile Home Park | 29.9627 | -97.797 | Non-Lead - Plastic | No | After 2014 |  | Non-Lead - Plastic | After 2014 |  | Non-Lead | No | No |  | Multiple Family Residence | No | No | No | Tier 5
9329100 | 2964 | Cotton Gin Road | Uhland | 78640 | MASTER Creeks Crossing Mobile Home Park | 29.9627 | -97.797 | Non-Lead - Plastic | No | After 2014 |  | Non-Lead - Plastic | After 2014 |  | Non-Lead | No | No |  | Multiple Family Residence | No | No | No | Tier 5
9329100 | 2964 | Cotton Gin Road | Uhland | 78640 | MASTER Creeks Crossing Mobile Home Park | 29.9627 | -97.797 | Non-Lead - Plastic | No | After 2014 |  | Non-Lead - Plastic | After 2014 |  | Non-Lead | No | No |  | Multiple Family Residence | No | No | No | Tier 5
9329100 | 2964 | Cotton Gin Road | Uhland | 78640 | MASTER Creeks Crossing Mobile Home Park | 29.9627 | -97.797 | Non-Lead - Plastic | No | After 2014 |  | Non-Lead - Plastic | After 2014 |  | Non-Lead | No | No |  | Multiple Family Residence | No | No | No | Tier 5
9329100 | 2964 | Cotton Gin Road | Uhland | 78640 | MASTER Creeks Crossing Mobile Home Park | 29.9627 | -97.797 | Non-Lead - Plastic | No | After 2014 |  | Non-Lead - Plastic | After 2014 |  | Non-Lead | No | No |  | Multiple Family Residence | No | No | No | Tier 5
9329100 | 2964 | Cotton Gin Road | Uhland | 78640 | MASTER Creeks Crossing Mobile Home Park | 29.9627 | -97.797 | Non-Lead - Plastic | No | After 2014 |  | Non-Lead - Plastic | After 2014 |  | Non-Lead | No | No |  | Multiple Family Residence | No | No | No | Tier 5
9329100 | 2964 | Cotton Gin Road | Uhland | 78640 | MASTER Creeks Crossing Mobile Home Park | 29.9627 | -97.797 | Non-Lead - Plastic | No | After 2014 |  | Non-Lead - Plastic | After 2014 |  | Non-Lead | No | No |  | Multiple Family Residence | No | No | No | Tier 5
9329100 | 2964 | Cotton Gin Road | Uhland | 78640 | MASTER Creeks Crossing Mobile Home Park | 29.9627 | -97.797 | Non-Lead - Plastic | No | After 2014 |  | Non-Lead - Plastic | After 2014 |  | Non-Lead | No | No |  | Multiple Family Residence | No | No | No | Tier 5
9329100 | 2964 | Cotton Gin Road | Uhland | 78640 | MASTER Creeks Crossing Mobile Home Park | 29.9627 | -97.797 | Non-Lead - Plastic | No | After 2014 |  | Non-Lead - Plastic | After 2014 |  | Non-Lead | No | No |  | Multiple Family Residence | No | No | No | Tier 5
9329100 | 2964 | Cotton Gin Road | Uhland | 78640 | MASTER Creeks Crossing Mobile Home Park | 29.9627 | -97.797 | Non-Lead - Plastic | No | After 2014 |  | Non-Lead - Plastic | After 2014 |  | Non-Lead | No | No |  | Multiple Family Residence | No | No | No | Tier 5
9329100 | 2964 | Cotton Gin Road | Uhland | 78640 | MASTER Creeks Crossing Mobile Home Park | 29.9627 | -97.797 | Non-Lead - Plastic | No | After 2014 |  | Non-Lead - Plastic | After 2014 |  | Non-Lead | No | No |  | Multiple Family Residence | No | No | No | Tier 5
9329100 | 2964 | Cotton Gin Road | Uhland | 78640 | MASTER Creeks Crossing Mobile Home Park | 29.9627 | -97.797 | Non-Lead - Plastic | No | After 2014 |  | Non-Lead - Plastic | After 2014 |  | Non-Lead | No | No |  | Multiple Family Residence | No | No | No | Tier 5
9329100 | 2964 | Cotton Gin Road | Uhland | 78640 | MASTER Creeks Crossing Mobile Home Park | 29.9627 | -97.797 | Non-Lead - Plastic | No | After 2014 |  | Non-Lead - Plastic | After 2014 |  | Non-Lead | No | No |  | Multiple Family Residence | No | No | No | Tier 5
9329100 | 2964 | Cotton Gin Road | Uhland | 78640 | MASTER Creeks Crossing Mobile Home Park | 29.9627 | -97.797 | Non-Lead - Plastic | No | After 2014 |  | Non-Lead - Plastic | After 2014 |  | Non-Lead | No | No |  | Multiple Family Residence | No | No | No | Tier 5
9329100 | 2964 | Cotton Gin Road | Uhland | 78640 | MASTER Creeks Crossing Mobile Home Park | 29.9627 | -97.797 | Non-Lead - Plastic | No | After 2014 |  | Non-Lead - Plastic | After 2014 |  | Non-Lead | No | No |  | Multiple Family Residence | No | No | No | Tier 5
9329100 | 2964 | Cotton Gin Road | Uhland | 78640 | MASTER Creeks Crossing Mobile Home Park | 29.9627 | -97.797 | Non-Lead - Plastic | No | After 2014 |  | Non-Lead - Plastic | After 2014 |  | Non-Lead | No | No |  | Multiple Family Residence | No | No | No | Tier 5
9329100 | 2964 | Cotton Gin Road | Uhland | 78640 | MASTER Creeks Crossing Mobile Home Park | 29.9627 | -97.797 | Non-Lead - Plastic | No | After 2014 |  | Non-Lead - Plastic | After 2014 |  | Non-Lead | No | No |  | Multiple Family Residence | No | No | No | Tier 5
9329100 | 2964 | Cotton Gin Road | Uhland | 78640 | MASTER Creeks Crossing Mobile Home Park | 29.9627 | -97.797 | Non-Lead - Plastic | No | After 2014 |  | Non-Lead - Plastic | After 2014 |  | Non-Lead | No | No |  | Multiple Family Residence | No | No | No | Tier 5
9329100 | 2964 | Cotton Gin Road | Uhland | 78640 | MASTER Creeks Crossing Mobile Home Park | 29.9627 | -97.797 | Non-Lead - Plastic | No | After 2014 |  | Non-Lead - Plastic | After 2014 |  | Non-Lead | No | No |  | Multiple Family Residence | No | No | No | Tier 5
9329100 | 2964 | Cotton Gin Road | Uhland | 78640 | MASTER Creeks Crossing Mobile Home Park | 29.9627 | -97.797 | Non-Lead - Plastic | No | After 2014 |  | Non-Lead - Plastic | After 2014 |  | Non-Lead | No | No |  | Multiple Family Residence | No | No | No | Tier 5
9329100 | 2964 | Cotton Gin Road | Uhland | 78640 | MASTER Creeks Crossing Mobile Home Park | 29.9627 | -97.797 | Non-Lead - Plastic | No | After 2014 |  | Non-Lead - Plastic | After 2014 |  | Non-Lead | No | No |  | Multiple Family Residence | No | No | No | Tier 5
9329100 | 2964 | Cotton Gin Road | Uhland | 78640 | MASTER Creeks Crossing Mobile Home Park | 29.9627 | -97.797 | Non-Lead - Plastic | No | After 2014 |  | Non-Lead - Plastic | After 2014 |  | Non-Lead | No | No |  | Multiple Family Residence | No | No | No | Tier 5
9329100 | 2964 | Cotton Gin Road | Uhland | 78640 | MASTER Creeks Crossing Mobile Home Park | 29.9627 | -97.797 | Non-Lead - Plastic | No | After 2014 |  | Non-Lead - Plastic | After 2014 |  | Non-Lead | No | No |  | Multiple Family Residence | No | No | No | Tier 5
9329100 | 2964 | Cotton Gin Road | Uhland | 78640 | MASTER Creeks Crossing Mobile Home Park | 29.9627 | -97.797 | Non-Lead - Plastic | No | After 2014 |  | Non-Lead - Plastic | After 2014 |  | Non-Lead | No | No |  | Multiple Family Residence | No | No | No | Tier 5
9329100 | 2964 | Cotton Gin Road | Uhland | 78640 | MASTER Creeks Crossing Mobile Home Park | 29.9627 | -97.797 | Non-Lead - Plastic | No | After 2014 |  | Non-Lead - Plastic | After 2014 |  | Non-Lead | No | No |  | Multiple Family Residence | No | No | No | Tier 5
9329100 | 2964 | Cotton Gin Road | Uhland | 78640 | MASTER Creeks Crossing Mobile Home Park | 29.9627 | -97.797 | Non-Lead - Plastic | No | After 2014 |  | Non-Lead - Plastic | After 2014 |  | Non-Lead | No | No |  | Multiple Family Residence | No | No | No | Tier 5
9329100 | 2964 | Cotton Gin Road | Uhland | 78640 | MASTER Creeks Crossing Mobile Home Park | 29.9627 | -97.797 | Non-Lead - Plastic | No | After 2014 |  | Non-Lead - Plastic | After 2014 |  | Non-Lead | No | No |  | Multiple Family Residence | No | No | No | Tier 5
9329100 | 2964 | Cotton Gin Road | Uhland | 78640 | MASTER Creeks Crossing Mobile Home Park | 29.9627 | -97.797 | Non-Lead - Plastic | No | After 2014 |  | Non-Lead - Plastic | After 2014 |  | Non-Lead | No | No |  | Multiple Family Residence | No | No | No | Tier 5
9329100 | 2964 | Cotton Gin Road | Uhland | 78640 | MASTER Creeks Crossing Mobile Home Park | 29.9627 | -97.797 | Non-Lead - Plastic | No | After 2014 |  | Non-Lead - Plastic | After 2014 |  | Non-Lead | No | No |  | Multiple Family Residence | No | No | No | Tier 5
9329100 | 2964 | Cotton Gin Road | Uhland | 78640 | MASTER Creeks Crossing Mobile Home Park | 29.9627 | -97.797 | Non-Lead - Plastic | No | After 2014 |  | Non-Lead - Plastic | After 2014 |  | Non-Lead | No | No |  | Multiple Family Residence | No | No | No | Tier 5
9329100 | 2964 | Cotton Gin Road | Uhland | 78640 | MASTER Creeks Crossing Mobile Home Park | 29.9627 | -97.797 | Non-Lead - Plastic | No | After 2014 |  | Non-Lead - Plastic | After 2014 |  | Non-Lead | No | No |  | Multiple Family Residence | No | No | No | Tier 5
9329100 | 2964 | Cotton Gin Road | Uhland | 78640 | MASTER Creeks Crossing Mobile Home Park | 29.9627 | -97.797 | Non-Lead - Plastic | No | After 2014 |  | Non-Lead - Plastic | After 2014 |  | Non-Lead | No | No |  | Multiple Family Residence | No | No | No | Tier 5
9329100 | 2964 | Cotton Gin Road | Uhland | 78640 | MASTER Creeks Crossing Mobile Home Park | 29.9627 | -97.797 | Non-Lead - Plastic | No | After 2014 |  | Non-Lead - Plastic | After 2014 |  | Non-Lead | No | No |  | Multiple Family Residence | No | No | No | Tier 5
9329100 | 2964 | Cotton Gin Road | Uhland | 78640 | MASTER Creeks Crossing Mobile Home Park | 29.9627 | -97.797 | Non-Lead - Plastic | No | After 2014 |  | Non-Lead - Plastic | After 2014 |  | Non-Lead | No | No |  | Multiple Family Residence | No | No | No | Tier 5
9329100 | 2964 | Cotton Gin Road | Uhland | 78640 | MASTER Creeks Crossing Mobile Home Park | 29.9627 | -97.797 | Non-Lead - Plastic | No | After 2014 |  | Non-Lead - Plastic | After 2014 |  | Non-Lead | No | No |  | Multiple Family Residence | No | No | No | Tier 5
9329100 | 2964 | Cotton Gin Road | Uhland | 78640 | MASTER Creeks Crossing Mobile Home Park | 29.9627 | -97.797 | Non-Lead - Plastic | No | After 2014 |  | Non-Lead - Plastic | After 2014 |  | Non-Lead | No | No |  | Multiple Family Residence | No | No | No | Tier 5
9329100 | 2964 | Cotton Gin Road | Uhland | 78640 | MASTER Creeks Crossing Mobile Home Park | 29.9627 | -97.797 | Non-Lead - Plastic | No | After 2014 |  | Non-Lead - Plastic | After 2014 |  | Non-Lead | No | No |  | Multiple Family Residence | No | No | No | Tier 5
9329100 | 2964 | Cotton Gin Road | Uhland | 78640 | MASTER Creeks Crossing Mobile Home Park | 29.9627 | -97.797 | Non-Lead - Plastic | No | After 2014 |  | Non-Lead - Plastic | After 2014 |  | Non-Lead | No | No |  | Multiple Family Residence | No | No | No | Tier 5
9329100 | 2964 | Cotton Gin Road | Uhland | 78640 | MASTER Creeks Crossing Mobile Home Park | 29.9627 | -97.797 | Non-Lead - Plastic | No | After 2014 |  | Non-Lead - Plastic | After 2014 |  | Non-Lead | No | No |  | Multiple Family Residence | No | No | No | Tier 5
9329100 | 2964 | Cotton Gin Road | Uhland | 78640 | MASTER Creeks Crossing Mobile Home Park | 29.9627 | -97.797 | Non-Lead - Plastic | No | After 2014 |  | Non-Lead - Plastic | After 2014 |  | Non-Lead | No | No |  | Multiple Family Residence | No | No | No | Tier 5
9329100 | 2964 | Cotton Gin Road | Uhland | 78640 | MASTER Creeks Crossing Mobile Home Park | 29.9627 | -97.797 | Non-Lead - Plastic | No | After 2014 |  | Non-Lead - Plastic | After 2014 |  | Non-Lead | No | No |  | Multiple Family Residence | No | No | No | Tier 5
9329100 | 2964 | Cotton Gin Road | Uhland | 78640 | MASTER Creeks Crossing Mobile Home Park | 29.9627 | -97.797 | Non-Lead - Plastic | No | After 2014 |  | Non-Lead - Plastic | After 2014 |  | Non-Lead | No | No |  | Multiple Family Residence | No | No | No | Tier 5
9329100 | 2964 | Cotton Gin Road | Uhland | 78640 | MASTER Creeks Crossing Mobile Home Park | 29.9627 | -97.797 | Non-Lead - Plastic | No | After 2014 |  | Non-Lead - Plastic | After 2014 |  | Non-Lead | No | No |  | Multiple Family Residence | No | No | No | Tier 5
9329100 | 2964 | Cotton Gin Road | Uhland | 78640 | MASTER Creeks Crossing Mobile Home Park | 29.9627 | -97.797 | Non-Lead - Plastic | No | After 2014 |  | Non-Lead - Plastic | After 2014 |  | Non-Lead | No | No |  | Multiple Family Residence | No | No | No | Tier 5
9329100 | 2964 | Cotton Gin Road | Uhland | 78640 | MASTER Creeks Crossing Mobile Home Park | 29.9627 | -97.797 | Non-Lead - Plastic | No | After 2014 |  | Non-Lead - Plastic | After 2014 |  | Non-Lead | No | No |  | Multiple Family Residence | No | No | No | Tier 5
9329100 | 2964 | Cotton Gin Road | Uhland | 78640 | MASTER Creeks Crossing Mobile Home Park | 29.9627 | -97.797 | Non-Lead - Plastic | No | After 2014 |  | Non-Lead - Plastic | After 2014 |  | Non-Lead | No | No |  | Multiple Family Residence | No | No | No | Tier 5
9329100 | 2964 | Cotton Gin Road | Uhland | 78640 | MASTER Creeks Crossing Mobile Home Park | 29.9627 | -97.797 | Non-Lead - Plastic | No | After 2014 |  | Non-Lead - Plastic | After 2014 |  | Non-Lead | No | No |  | Multiple Family Residence | No | No | No | Tier 5
9329100 | 2964 | Cotton Gin Road | Uhland | 78640 | MASTER Creeks Crossing Mobile Home Park | 29.9627 | -97.797 | Non-Lead - Plastic | No | After 2014 |  | Non-Lead - Plastic | After 2014 |  | Non-Lead | No | No |  | Multiple Family Residence | No | No | No | Tier 5
9329100 | 2964 | Cotton Gin Road | Uhland | 78640 | MASTER Creeks Crossing Mobile Home Park | 29.9627 | -97.797 | Non-Lead - Plastic | No | After 2014 |  | Non-Lead - Plastic | After 2014 |  | Non-Lead | No | No |  | Multiple Family Residence | No | No | No | Tier 5
9329100 | 2964 | Cotton Gin Road | Uhland | 78640 | MASTER Creeks Crossing Mobile Home Park | 29.9627 | -97.797 | Non-Lead - Plastic | No | After 2014 |  | Non-Lead - Plastic | After 2014 |  | Non-Lead | No | No |  | Multiple Family Residence | No | No | No | Tier 5
9329100 | 2964 | Cotton Gin Road | Uhland | 78640 | MASTER Creeks Crossing Mobile Home Park | 29.9627 | -97.797 | Non-Lead - Plastic | No | After 2014 |  | Non-Lead - Plastic | After 2014 |  | Non-Lead | No | No |  | Multiple Family Residence | No | No | No | Tier 5
9329100 | 2964 | Cotton Gin Road | Uhland | 78640 | MASTER Creeks Crossing Mobile Home Park | 29.9627 | -97.797 | Non-Lead - Plastic | No | After 2014 |  | Non-Lead - Plastic | After 2014 |  | Non-Lead | No | No |  | Multiple Family Residence | No | No | No | Tier 5
9329100 | 2964 | Cotton Gin Road | Uhland | 78640 | MASTER Creeks Crossing Mobile Home Park | 29.9627 | -97.797 | Non-Lead - Plastic | No | After 2014 |  | Non-Lead - Plastic | After 2014 |  | Non-Lead | No | No |  | Multiple Family Residence | No | No | No | Tier 5
9329100 | 2964 | Cotton Gin Road | Uhland | 78640 | MASTER Creeks Crossing Mobile Home Park | 29.9627 | -97.797 | Non-Lead - Plastic | No | After 2014 |  | Non-Lead - Plastic | After 2014 |  | Non-Lead | No | No |  | Multiple Family Residence | No | No | No | Tier 5
9329100 | 2964 | Cotton Gin Road | Uhland | 78640 | MASTER Creeks Crossing Mobile Home Park | 29.9627 | -97.797 | Non-Lead - Plastic | No | After 2014 |  | Non-Lead - Plastic | After 2014 |  | Non-Lead | No | No |  | Multiple Family Residence | No | No | No | Tier 5
9329100 | 2964 | Cotton Gin Road | Uhland | 78640 | MASTER Creeks Crossing Mobile Home Park | 29.9627 | -97.797 | Non-Lead - Plastic | No | After 2014 |  | Non-Lead - Plastic | After 2014 |  | Non-Lead | No | No |  | Multiple Family Residence | No | No | No | Tier 5
9329100 | 2964 | Cotton Gin Road | Uhland | 78640 | MASTER Creeks Crossing Mobile Home Park | 29.9627 | -97.797 | Non-Lead - Plastic | No | After 2014 |  | Non-Lead - Plastic | After 2014 |  | Non-Lead | No | No |  | Multiple Family Residence | No | No | No | Tier 5
9329100 | 2964 | Cotton Gin Road | Uhland | 78640 | MASTER Creeks Crossing Mobile Home Park | 29.9627 | -97.797 | Non-Lead - Plastic | No | After 2014 |  | Non-Lead - Plastic | After 2014 |  | Non-Lead | No | No |  | Multiple Family Residence | No | No | No | Tier 5
9329100 | 2964 | Cotton Gin Road | Uhland | 78640 | MASTER Creeks Crossing Mobile Home Park | 29.9627 | -97.797 | Non-Lead - Plastic | No | After 2014 |  | Non-Lead - Plastic | After 2014 |  | Non-Lead | No | No |  | Multiple Family Residence | No | No | No | Tier 5
9329100 | 2964 | Cotton Gin Road | Uhland | 78640 | MASTER Creeks Crossing Mobile Home Park | 29.9627 | -97.797 | Non-Lead - Plastic | No | After 2014 |  | Non-Lead - Plastic | After 2014 |  | Non-Lead | No | No |  | Multiple Family Residence | No | No | No | Tier 5
9329100 | 2964 | Cotton Gin Road | Uhland | 78640 | MASTER Creeks Crossing Mobile Home Park | 29.9627 | -97.797 | Non-Lead - Plastic | No | After 2014 |  | Non-Lead - Plastic | After 2014 |  | Non-Lead | No | No |  | Multiple Family Residence | No | No | No | Tier 5
9329100 | 2964 | Cotton Gin Road | Uhland | 78640 | MASTER Creeks Crossing Mobile Home Park | 29.9627 | -97.797 | Non-Lead - Plastic | No | After 2014 |  | Non-Lead - Plastic | After 2014 |  | Non-Lead | No | No |  | Multiple Family Residence | No | No | No | Tier 5
9329100 | 2964 | Cotton Gin Road | Uhland | 78640 | MASTER Creeks Crossing Mobile Home Park | 29.9627 | -97.797 | Non-Lead - Plastic | No | After 2014 |  | Non-Lead - Plastic | After 2014 |  | Non-Lead | No | No |  | Multiple Family Residence | No | No | No | Tier 5
9329100 | 2964 | Cotton Gin Road | Uhland | 78640 | MASTER Creeks Crossing Mobile Home Park | 29.9627 | -97.797 | Non-Lead - Plastic | No | After 2014 |  | Non-Lead - Plastic | After 2014 |  | Non-Lead | No | No |  | Multiple Family Residence | No | No | No | Tier 5
9329100 | 2964 | Cotton Gin Road | Uhland | 78640 | MASTER Creeks Crossing Mobile Home Park | 29.9627 | -97.797 | Non-Lead - Plastic | No | After 2014 |  | Non-Lead - Plastic | After 2014 |  | Non-Lead | No | No |  | Multiple Family Residence | No | No | No | Tier 5
9329100 | 2964 | Cotton Gin Road | Uhland | 78640 | MASTER Creeks Crossing Mobile Home Park | 29.9627 | -97.797 | Non-Lead - Plastic | No | After 2014 |  | Non-Lead - Plastic | After 2014 |  | Non-Lead | No | No |  | Multiple Family Residence | No | No | No | Tier 5
9329100 | 2964 | Cotton Gin Road | Uhland | 78640 | MASTER Creeks Crossing Mobile Home Park | 29.9627 | -97.797 | Non-Lead - Plastic | No | After 2014 |  | Non-Lead - Plastic | After 2014 |  | Non-Lead | No | No |  | Multiple Family Residence | No | No | No | Tier 5
9329100 | 2964 | Cotton Gin Road | Uhland | 78640 | MASTER Creeks Crossing Mobile Home Park | 29.9627 | -97.797 | Non-Lead - Plastic | No | After 2014 |  | Non-Lead - Plastic | After 2014 |  | Non-Lead | No | No |  | Multiple Family Residence | No | No | No | Tier 5
9329100 | 2964 | Cotton Gin Road | Uhland | 78640 | MASTER Creeks Crossing Mobile Home Park | 29.9627 | -97.797 | Non-Lead - Plastic | No | After 2014 |  | Non-Lead - Plastic | After 2014 |  | Non-Lead | No | No |  | Multiple Family Residence | No | No | No | Tier 5
9329100 | 2964 | Cotton Gin Road | Uhland | 78640 | MASTER Creeks Crossing Mobile Home Park | 29.9627 | -97.797 | Non-Lead - Plastic | No | After 2014 |  | Non-Lead - Plastic | After 2014 |  | Non-Lead | No | No |  | Multiple Family Residence | No | No | No | Tier 5
9329100 | 2964 | Cotton Gin Road | Uhland | 78640 | MASTER Creeks Crossing Mobile Home Park | 29.9627 | -97.797 | Non-Lead - Plastic | No | After 2014 |  | Non-Lead - Plastic | After 2014 |  | Non-Lead | No | No |  | Multiple Family Residence | No | No | No | Tier 5
9329100 | 2964 | Cotton Gin Road | Uhland | 78640 | MASTER Creeks Crossing Mobile Home Park | 29.9627 | -97.797 | Non-Lead - Plastic | No | After 2014 |  | Non-Lead - Plastic | After 2014 |  | Non-Lead | No | No |  | Multiple Family Residence | No | No | No | Tier 5
9329100 | 2964 | Cotton Gin Road | Uhland | 78640 | MASTER Creeks Crossing Mobile Home Park | 29.9627 | -97.797 | Non-Lead - Plastic | No | After 2014 |  | Non-Lead - Plastic | After 2014 |  | Non-Lead | No | No |  | Multiple Family Residence | No | No | No | Tier 5
9329100 | 2964 | Cotton Gin Road | Uhland | 78640 | MASTER Creeks Crossing Mobile Home Park | 29.9627 | -97.797 | Non-Lead - Plastic | No | After 2014 |  | Non-Lead - Plastic | After 2014 |  | Non-Lead | No | No |  | Multiple Family Residence | No | No | No | Tier 5
9329100 | 2964 | Cotton Gin Road | Uhland | 78640 | MASTER Creeks Crossing Mobile Home Park | 29.9627 | -97.797 | Non-Lead - Plastic | No | After 2014 |  | Non-Lead - Plastic | After 2014 |  | Non-Lead | No | No |  | Multiple Family Residence | No | No | No | Tier 5
9329100 | 2964 | Cotton Gin Road | Uhland | 78640 | MASTER Creeks Crossing Mobile Home Park | 29.9627 | -97.797 | Non-Lead - Plastic | No | After 2014 |  | Non-Lead - Plastic | After 2014 |  | Non-Lead | No | No |  | Multiple Family Residence | No | No | No | Tier 5
9329100 | 2964 | Cotton Gin Road | Uhland | 78640 | MASTER Creeks Crossing Mobile Home Park | 29.9627 | -97.797 | Non-Lead - Plastic | No | After 2014 |  | Non-Lead - Plastic | After 2014 |  | Non-Lead | No | No |  | Multiple Family Residence | No | No | No | Tier 5
9329100 | 2964 | Cotton Gin Road | Uhland | 78640 | MASTER Creeks Crossing Mobile Home Park | 29.9627 | -97.797 | Non-Lead - Plastic | No | After 2014 |  | Non-Lead - Plastic | After 2014 |  | Non-Lead | No | No |  | Multiple Family Residence | No | No | No | Tier 5
9329100 | 2964 | Cotton Gin Road | Uhland | 78640 | MASTER Creeks Crossing Mobile Home Park | 29.9627 | -97.797 | Non-Lead - Plastic | No | After 2014 |  | Non-Lead - Plastic | After 2014 |  | Non-Lead | No | No |  | Multiple Family Residence | No | No | No | Tier 5
9329100 | 2964 | Cotton Gin Road | Uhland | 78640 | MASTER Creeks Crossing Mobile Home Park | 29.9627 | -97.797 | Non-Lead - Plastic | No | After 2014 |  | Non-Lead - Plastic | After 2014 |  | Non-Lead | No | No |  | Multiple Family Residence | No | No | No | Tier 5
9329100 | 2964 | Cotton Gin Road | Uhland | 78640 | MASTER Creeks Crossing Mobile Home Park | 29.9627 | -97.797 | Non-Lead - Plastic | No | After 2014 |  | Non-Lead - Plastic | After 2014 |  | Non-Lead | No | No |  | Multiple Family Residence | No | No | No | Tier 5
9329100 | 2964 | Cotton Gin Road | Uhland | 78640 | MASTER Creeks Crossing Mobile Home Park | 29.9627 | -97.797 | Non-Lead - Plastic | No | After 2014 |  | Non-Lead - Plastic | After 2014 |  | Non-Lead | No | No |  | Multiple Family Residence | No | No | No | Tier 5
9329100 | 2964 | Cotton Gin Road | Uhland | 78640 | MASTER Creeks Crossing Mobile Home Park | 29.9627 | -97.797 | Non-Lead - Plastic | No | After 2014 |  | Non-Lead - Plastic | After 2014 |  | Non-Lead | No | No |  | Multiple Family Residence | No | No | No | Tier 5
9329100 | 2964 | Cotton Gin Road | Uhland | 78640 | MASTER Creeks Crossing Mobile Home Park | 29.9627 | -97.797 | Non-Lead - Plastic | No | After 2014 |  | Non-Lead - Plastic | After 2014 |  | Non-Lead | No | No |  | Multiple Family Residence | No | No | No | Tier 5
9329100 | 2964 | Cotton Gin Road | Uhland | 78640 | MASTER Creeks Crossing Mobile Home Park | 29.9627 | -97.797 | Non-Lead - Plastic | No | After 2014 |  | Non-Lead - Plastic | After 2014 |  | Non-Lead | No | No |  | Multiple Family Residence | No | No | No | Tier 5
9329100 | 2964 | Cotton Gin Road | Uhland | 78640 | MASTER Creeks Crossing Mobile Home Park | 29.9627 | -97.797 | Non-Lead - Plastic | No | After 2014 |  | Non-Lead - Plastic | After 2014 |  | Non-Lead | No | No |  | Multiple Family Residence | No | No | No | Tier 5
9329100 | 2964 | Cotton Gin Road | Uhland | 78640 | MASTER Creeks Crossing Mobile Home Park | 29.9627 | -97.797 | Non-Lead - Plastic | No | After 2014 |  | Non-Lead - Plastic | After 2014 |  | Non-Lead | No | No |  | Multiple Family Residence | No | No | No | Tier 5
9329100 | 2964 | Cotton Gin Road | Uhland | 78640 | MASTER Creeks Crossing Mobile Home Park | 29.9627 | -97.797 | Non-Lead - Plastic | No | After 2014 |  | Non-Lead - Plastic | After 2014 |  | Non-Lead | No | No |  | Multiple Family Residence | No | No | No | Tier 5
9329100 | 2964 | Cotton Gin Road | Uhland | 78640 | MASTER Creeks Crossing Mobile Home Park | 29.9627 | -97.797 | Non-Lead - Plastic | No | After 2014 |  | Non-Lead - Plastic | After 2014 |  | Non-Lead | No | No |  | Multiple Family Residence | No | No | No | Tier 5
9329100 | 2964 | Cotton Gin Road | Uhland | 78640 | MASTER Creeks Crossing Mobile Home Park | 29.9627 | -97.797 | Non-Lead - Plastic | No | After 2014 |  | Non-Lead - Plastic | After 2014 |  | Non-Lead | No | No |  | Multiple Family Residence | No | No | No | Tier 5
9329100 | 2964 | Cotton Gin Road | Uhland | 78640 | MASTER Creeks Crossing Mobile Home Park | 29.9627 | -97.797 | Non-Lead - Plastic | No | After 2014 |  | Non-Lead - Plastic | After 2014 |  | Non-Lead | No | No |  | Multiple Family Residence | No | No | No | Tier 5
9329100 | 2964 | Cotton Gin Road | Uhland | 78640 | MASTER Creeks Crossing Mobile Home Park | 29.9627 | -97.797 | Non-Lead - Plastic | No | After 2014 |  | Non-Lead - Plastic | After 2014 |  | Non-Lead | No | No |  | Multiple Family Residence | No | No | No | Tier 5
9329100 | 2964 | Cotton Gin Road | Uhland | 78640 | MASTER Creeks Crossing Mobile Home Park | 29.9627 | -97.797 | Non-Lead - Plastic | No | After 2014 |  | Non-Lead - Plastic | After 2014 |  | Non-Lead | No | No |  | Multiple Family Residence | No | No | No | Tier 5
9329100 | 2964 | Cotton Gin Road | Uhland | 78640 | MASTER Creeks Crossing Mobile Home Park | 29.9627 | -97.797 | Non-Lead - Plastic | No | After 2014 |  | Non-Lead - Plastic | After 2014 |  | Non-Lead | No | No |  | Multiple Family Residence | No | No | No | Tier 5
9329100 | 2964 | Cotton Gin Road | Uhland | 78640 | MASTER Creeks Crossing Mobile Home Park | 29.9627 | -97.797 | Non-Lead - Plastic | No | After 2014 |  | Non-Lead - Plastic | After 2014 |  | Non-Lead | No | No |  | Multiple Family Residence | No | No | No | Tier 5
9329100 | 2964 | Cotton Gin Road | Uhland | 78640 | MASTER Creeks Crossing Mobile Home Park | 29.9627 | -97.797 | Non-Lead - Plastic | No | After 2014 |  | Non-Lead - Plastic | After 2014 |  | Non-Lead | No | No |  | Multiple Family Residence | No | No | No | Tier 5
9329100 | 2964 | Cotton Gin Road | Uhland | 78640 | MASTER Creeks Crossing Mobile Home Park | 29.9627 | -97.797 | Non-Lead - Plastic | No | After 2014 |  | Non-Lead - Plastic | After 2014 |  | Non-Lead | No | No |  | Multiple Family Residence | No | No | No | Tier 5
9329100 | 2964 | Cotton Gin Road | Uhland | 78640 | MASTER Creeks Crossing Mobile Home Park | 29.9627 | -97.797 | Non-Lead - Plastic | No | After 2014 |  | Non-Lead - Plastic | After 2014 |  | Non-Lead | No | No |  | Multiple Family Residence | No | No | No | Tier 5
9329100 | 2964 | Cotton Gin Road | Uhland | 78640 | MASTER Creeks Crossing Mobile Home Park | 29.9627 | -97.797 | Non-Lead - Plastic | No | After 2014 |  | Non-Lead - Plastic | After 2014 |  | Non-Lead | No | No |  | Multiple Family Residence | No | No | No | Tier 5
9329100 | 2964 | Cotton Gin Road | Uhland | 78640 | MASTER Creeks Crossing Mobile Home Park | 29.9627 | -97.797 | Non-Lead - Plastic | No | After 2014 |  | Non-Lead - Plastic | After 2014 |  | Non-Lead | No | No |  | Multiple Family Residence | No | No | No | Tier 5
9329100 | 2964 | Cotton Gin Road | Uhland | 78640 | MASTER Creeks Crossing Mobile Home Park | 29.9627 | -97.797 | Non-Lead - Plastic | No | After 2014 |  | Non-Lead - Plastic | After 2014 |  | Non-Lead | No | No |  | Multiple Family Residence | No | No | No | Tier 5
9329100 | 2964 | Cotton Gin Road | Uhland | 78640 | MASTER Creeks Crossing Mobile Home Park | 29.9627 | -97.797 | Non-Lead - Plastic | No | After 2014 |  | Non-Lead - Plastic | After 2014 |  | Non-Lead | No | No |  | Multiple Family Residence | No | No | No | Tier 5
9329100 | 2964 | Cotton Gin Road | Uhland | 78640 | MASTER Creeks Crossing Mobile Home Park | 29.9627 | -97.797 | Non-Lead - Plastic | No | After 2014 |  | Non-Lead - Plastic | After 2014 |  | Non-Lead | No | No |  | Multiple Family Residence | No | No | No | Tier 5
9329100 | 2964 | Cotton Gin Road | Uhland | 78640 | MASTER Creeks Crossing Mobile Home Park | 29.9627 | -97.797 | Non-Lead - Plastic | No | After 2014 |  | Non-Lead - Plastic | After 2014 |  | Non-Lead | No | No |  | Multiple Family Residence | No | No | No | Tier 5
9329100 | 2964 | Cotton Gin Road | Uhland | 78640 | MASTER Creeks Crossing Mobile Home Park | 29.9627 | -97.797 | Non-Lead - Plastic | No | After 2014 |  | Non-Lead - Plastic | After 2014 |  | Non-Lead | No | No |  | Multiple Family Residence | No | No | No | Tier 5
9329100 | 2964 | Cotton Gin Road | Uhland | 78640 | MASTER Creeks Crossing Mobile Home Park | 29.9627 | -97.797 | Non-Lead - Plastic | No | After 2014 |  | Non-Lead - Plastic | After 2014 |  | Non-Lead | No | No |  | Multiple Family Residence | No | No | No | Tier 5
9329100 | 2964 | Cotton Gin Road | Uhland | 78640 | MASTER Creeks Crossing Mobile Home Park | 29.9627 | -97.797 | Non-Lead - Plastic | No | After 2014 |  | Non-Lead - Plastic | After 2014 |  | Non-Lead | No | No |  | Multiple Family Residence | No | No | No | Tier 5
9329100 | 2964 | Cotton Gin Road | Uhland | 78640 | MASTER Creeks Crossing Mobile Home Park | 29.9627 | -97.797 | Non-Lead - Plastic | No | After 2014 |  | Non-Lead - Plastic | After 2014 |  | Non-Lead | No | No |  | Multiple Family Residence | No | No | No | Tier 5
9329100 | 2964 | Cotton Gin Road | Uhland | 78640 | MASTER Creeks Crossing Mobile Home Park | 29.9627 | -97.797 | Non-Lead - Plastic | No | After 2014 |  | Non-Lead - Plastic | After 2014 |  | Non-Lead | No | No |  | Multiple Family Residence | No | No | No | Tier 5
9329100 | 2964 | Cotton Gin Road | Uhland | 78640 | MASTER Creeks Crossing Mobile Home Park | 29.9627 | -97.797 | Non-Lead - Plastic | No | After 2014 |  | Non-Lead - Plastic | After 2014 |  | Non-Lead | No | No |  | Multiple Family Residence | No | No | No | Tier 5
9329100 | 2964 | Cotton Gin Road | Uhland | 78640 | MASTER Creeks Crossing Mobile Home Park | 29.9627 | -97.797 | Non-Lead - Plastic | No | After 2014 |  | Non-Lead - Plastic | After 2014 |  | Non-Lead | No | No |  | Multiple Family Residence | No | No | No | Tier 5
9329100 | 2964 | Cotton Gin Road | Uhland | 78640 | MASTER Creeks Crossing Mobile Home Park | 29.9627 | -97.797 | Non-Lead - Plastic | No | After 2014 |  | Non-Lead - Plastic | After 2014 |  | Non-Lead | No | No |  | Multiple Family Residence | No | No | No | Tier 5
9329100 | 2964 | Cotton Gin Road | Uhland | 78640 | MASTER Creeks Crossing Mobile Home Park | 29.9627 | -97.797 | Non-Lead - Plastic | No | After 2014 |  | Non-Lead - Plastic | After 2014 |  | Non-Lead | No | No |  | Multiple Family Residence | No | No | No | Tier 5
9329100 | 2964 | Cotton Gin Road | Uhland | 78640 | MASTER Creeks Crossing Mobile Home Park | 29.9627 | -97.797 | Non-Lead - Plastic | No | After 2014 |  | Non-Lead - Plastic | After 2014 |  | Non-Lead | No | No |  | Multiple Family Residence | No | No | No | Tier 5
9329100 | 2964 | Cotton Gin Road | Uhland | 78640 | MASTER Creeks Crossing Mobile Home Park | 29.9627 | -97.797 | Non-Lead - Plastic | No | After 2014 |  | Non-Lead - Plastic | After 2014 |  | Non-Lead | No | No |  | Multiple Family Residence | No | No | No | Tier 5
9329100 | 2964 | Cotton Gin Road | Uhland | 78640 | MASTER Creeks Crossing Mobile Home Park | 29.9627 | -97.797 | Non-Lead - Plastic | No | After 2014 |  | Non-Lead - Plastic | After 2014 |  | Non-Lead | No | No |  | Multiple Family Residence | No | No | No | Tier 5
9329100 | 2964 | Cotton Gin Road | Uhland | 78640 | MASTER Creeks Crossing Mobile Home Park | 29.9627 | -97.797 | Non-Lead - Plastic | No | After 2014 |  | Non-Lead - Plastic | After 2014 |  | Non-Lead | No | No |  | Multiple Family Residence | No | No | No | Tier 5
9329100 | 2964 | Cotton Gin Road | Uhland | 78640 | MASTER Creeks Crossing Mobile Home Park | 29.9627 | -97.797 | Non-Lead - Plastic | No | After 2014 |  | Non-Lead - Plastic | After 2014 |  | Non-Lead | No | No |  | Multiple Family Residence | No | No | No | Tier 5
9329100 | 2964 | Cotton Gin Road | Uhland | 78640 | MASTER Creeks Crossing Mobile Home Park | 29.9627 | -97.797 | Non-Lead - Plastic | No | After 2014 |  | Non-Lead - Plastic | After 2014 |  | Non-Lead | No | No |  | Multiple Family Residence | No | No | No | Tier 5
9329100 | 2964 | Cotton Gin Road | Uhland | 78640 | MASTER Creeks Crossing Mobile Home Park | 29.9627 | -97.797 | Non-Lead - Plastic | No | After 2014 |  | Non-Lead - Plastic | After 2014 |  | Non-Lead | No | No |  | Multiple Family Residence | No | No | No | Tier 5
9329100 | 2964 | Cotton Gin Road | Uhland | 78640 | MASTER Creeks Crossing Mobile Home Park | 29.9627 | -97.797 | Non-Lead - Plastic | No | After 2014 |  | Non-Lead - Plastic | After 2014 |  | Non-Lead | No | No |  | Multiple Family Residence | No | No | No | Tier 5
9329100 | 2964 | Cotton Gin Road | Uhland | 78640 | MASTER Creeks Crossing Mobile Home Park | 29.9627 | -97.797 | Non-Lead - Plastic | No | After 2014 |  | Non-Lead - Plastic | After 2014 |  | Non-Lead | No | No |  | Multiple Family Residence | No | No | No | Tier 5
9329100 | 2964 | Cotton Gin Road | Uhland | 78640 | MASTER Creeks Crossing Mobile Home Park | 29.9627 | -97.797 | Non-Lead - Plastic | No | After 2014 |  | Non-Lead - Plastic | After 2014 |  | Non-Lead | No | No |  | Multiple Family Residence | No | No | No | Tier 5
9329100 | 2964 | Cotton Gin Road | Uhland | 78640 | MASTER Creeks Crossing Mobile Home Park | 29.9627 | -97.797 | Non-Lead - Plastic | No | After 2014 |  | Non-Lead - Plastic | After 2014 |  | Non-Lead | No | No |  | Multiple Family Residence | No | No | No | Tier 5
9329100 | 2964 | Cotton Gin Road | Uhland | 78640 | MASTER Creeks Crossing Mobile Home Park | 29.9627 | -97.797 | Non-Lead - Plastic | No | After 2014 |  | Non-Lead - Plastic | After 2014 |  | Non-Lead | No | No |  | Multiple Family Residence | No | No | No | Tier 5
9329100 | 2964 | Cotton Gin Road | Uhland | 78640 | MASTER Creeks Crossing Mobile Home Park | 29.9627 | -97.797 | Non-Lead - Plastic | No | After 2014 |  | Non-Lead - Plastic | After 2014 |  | Non-Lead | No | No |  | Multiple Family Residence | No | No | No | Tier 5
9329100 | 2964 | Cotton Gin Road | Uhland | 78640 | MASTER Creeks Crossing Mobile Home Park | 29.9627 | -97.797 | Non-Lead - Plastic | No | After 2014 |  | Non-Lead - Plastic | After 2014 |  | Non-Lead | No | No |  | Multiple Family Residence | No | No | No | Tier 5
9329100 | 2964 | Cotton Gin Road | Uhland | 78640 | MASTER Creeks Crossing Mobile Home Park | 29.9627 | -97.797 | Non-Lead - Plastic | No | After 2014 |  | Non-Lead - Plastic | After 2014 |  | Non-Lead | No | No |  | Multiple Family Residence | No | No | No | Tier 5
9329100 | 2964 | Cotton Gin Road | Uhland | 78640 | MASTER Creeks Crossing Mobile Home Park | 29.9627 | -97.797 | Non-Lead - Plastic | No | After 2014 |  | Non-Lead - Plastic | After 2014 |  | Non-Lead | No | No |  | Multiple Family Residence | No | No | No | Tier 5
9329100 | 2964 | Cotton Gin Road | Uhland | 78640 | MASTER Creeks Crossing Mobile Home Park | 29.9627 | -97.797 | Non-Lead - Plastic | No | After 2014 |  | Non-Lead - Plastic | After 2014 |  | Non-Lead | No | No |  | Multiple Family Residence | No | No | No | Tier 5
9329100 | 2964 | Cotton Gin Road | Uhland | 78640 | MASTER Creeks Crossing Mobile Home Park | 29.9627 | -97.797 | Non-Lead - Plastic | No | After 2014 |  | Non-Lead - Plastic | After 2014 |  | Non-Lead | No | No |  | Multiple Family Residence | No | No | No | Tier 5
9329100 | 2964 | Cotton Gin Road | Uhland | 78640 | MASTER Creeks Crossing Mobile Home Park | 29.9627 | -97.797 | Non-Lead - Plastic | No | After 2014 |  | Non-Lead - Plastic | After 2014 |  | Non-Lead | No | No |  | Multiple Family Residence | No | No | No | Tier 5
9329100 | 2964 | Cotton Gin Road | Uhland | 78640 | MASTER Creeks Crossing Mobile Home Park | 29.9627 | -97.797 | Non-Lead - Plastic | No | After 2014 |  | Non-Lead - Plastic | After 2014 |  | Non-Lead | No | No |  | Multiple Family Residence | No | No | No | Tier 5
9329100 | 2964 | Cotton Gin Road | Uhland | 78640 | MASTER Creeks Crossing Mobile Home Park | 29.9627 | -97.797 | Non-Lead - Plastic | No | After 2014 |  | Non-Lead - Plastic | After 2014 |  | Non-Lead | No | No |  | Multiple Family Residence | No | No | No | Tier 5
9329100 | 2964 | Cotton Gin Road | Uhland | 78640 | MASTER Creeks Crossing Mobile Home Park | 29.9627 | -97.797 | Non-Lead - Plastic | No | After 2014 |  | Non-Lead - Plastic | After 2014 |  | Non-Lead | No | No |  | Multiple Family Residence | No | No | No | Tier 5
9329100 | 2964 | Cotton Gin Road | Uhland | 78640 | MASTER Creeks Crossing Mobile Home Park | 29.9627 | -97.797 | Non-Lead - Plastic | No | After 2014 |  | Non-Lead - Plastic | After 2014 |  | Non-Lead | No | No |  | Multiple Family Residence | No | No | No | Tier 5
9329100 | 2964 | Cotton Gin Road | Uhland | 78640 | MASTER Creeks Crossing Mobile Home Park | 29.9627 | -97.797 | Non-Lead - Plastic | No | After 2014 |  | Non-Lead - Plastic | After 2014 |  | Non-Lead | No | No |  | Multiple Family Residence | No | No | No | Tier 5
9329100 | 2964 | Cotton Gin Road | Uhland | 78640 | MASTER Creeks Crossing Mobile Home Park | 29.9627 | -97.797 | Non-Lead - Plastic | No | After 2014 |  | Non-Lead - Plastic | After 2014 |  | Non-Lead | No | No |  | Multiple Family Residence | No | No | No | Tier 5
9329100 | 2964 | Cotton Gin Road | Uhland | 78640 | MASTER Creeks Crossing Mobile Home Park | 29.9627 | -97.797 | Non-Lead - Plastic | No | After 2014 |  | Non-Lead - Plastic | After 2014 |  | Non-Lead | No | No |  | Multiple Family Residence | No | No | No | Tier 5
9329100 | 2964 | Cotton Gin Road | Uhland | 78640 | MASTER Creeks Crossing Mobile Home Park | 29.9627 | -97.797 | Non-Lead - Plastic | No | After 2014 |  | Non-Lead - Plastic | After 2014 |  | Non-Lead | No | No |  | Multiple Family Residence | No | No | No | Tier 5
9329100 | 2964 | Cotton Gin Road | Uhland | 78640 | MASTER Creeks Crossing Mobile Home Park | 29.9627 | -97.797 | Non-Lead - Plastic | No | After 2014 |  | Non-Lead - Plastic | After 2014 |  | Non-Lead | No | No |  | Multiple Family Residence | No | No | No | Tier 5
9329100 | 2964 | Cotton Gin Road | Uhland | 78640 | MASTER Creeks Crossing Mobile Home Park | 29.9627 | -97.797 | Non-Lead - Plastic | No | After 2014 |  | Non-Lead - Plastic | After 2014 |  | Non-Lead | No | No |  | Multiple Family Residence | No | No | No | Tier 5
9329100 | 2964 | Cotton Gin Road | Uhland | 78640 | MASTER Creeks Crossing Mobile Home Park | 29.9627 | -97.797 | Non-Lead - Plastic | No | After 2014 |  | Non-Lead - Plastic | After 2014 |  | Non-Lead | No | No |  | Multiple Family Residence | No | No | No | Tier 5
9329100 | 2964 | Cotton Gin Road | Uhland | 78640 | MASTER Creeks Crossing Mobile Home Park | 29.9627 | -97.797 | Non-Lead - Plastic | No | After 2014 |  | Non-Lead - Plastic | After 2014 |  | Non-Lead | No | No |  | Multiple Family Residence | No | No | No | Tier 5
9329100 | 2964 | Cotton Gin Road | Uhland | 78640 | MASTER Creeks Crossing Mobile Home Park | 29.9627 | -97.797 | Non-Lead - Plastic | No | After 2014 |  | Non-Lead - Plastic | After 2014 |  | Non-Lead | No | No |  | Multiple Family Residence | No | No | No | Tier 5
9329100 | 2964 | Cotton Gin Road | Uhland | 78640 | MASTER Creeks Crossing Mobile Home Park | 29.9627 | -97.797 | Non-Lead - Plastic | No | After 2014 |  | Non-Lead - Plastic | After 2014 |  | Non-Lead | No | No |  | Multiple Family Residence | No | No | No | Tier 5
9329100 | 2964 | Cotton Gin Road | Uhland | 78640 | MASTER Creeks Crossing Mobile Home Park | 29.9627 | -97.797 | Non-Lead - Plastic | No | After 2014 |  | Non-Lead - Plastic | After 2014 |  | Non-Lead | No | No |  | Multiple Family Residence | No | No | No | Tier 5
9329100 | 2964 | Cotton Gin Road | Uhland | 78640 | MASTER Creeks Crossing Mobile Home Park | 29.9627 | -97.797 | Non-Lead - Plastic | No | After 2014 |  | Non-Lead - Plastic | After 2014 |  | Non-Lead | No | No |  | Multiple Family Residence | No | No | No | Tier 5
9329100 | 2964 | Cotton Gin Road | Uhland | 78640 | MASTER Creeks Crossing Mobile Home Park | 29.9627 | -97.797 | Non-Lead - Plastic | No | After 2014 |  | Non-Lead - Plastic | After 2014 |  | Non-Lead | No | No |  | Multiple Family Residence | No | No | No | Tier 5
9329100 | 2964 | Cotton Gin Road | Uhland | 78640 | MASTER Creeks Crossing Mobile Home Park | 29.9627 | -97.797 | Non-Lead - Plastic | No | After 2014 |  | Non-Lead - Plastic | After 2014 |  | Non-Lead | No | No |  | Multiple Family Residence | No | No | No | Tier 5
9329100 | 2964 | Cotton Gin Road | Uhland | 78640 | MASTER Creeks Crossing Mobile Home Park | 29.9627 | -97.797 | Non-Lead - Plastic | No | After 2014 |  | Non-Lead - Plastic | After 2014 |  | Non-Lead | No | No |  | Multiple Family Residence | No | No | No | Tier 5
9329100 | 2964 | Cotton Gin Road | Uhland | 78640 | MASTER Creeks Crossing Mobile Home Park | 29.9627 | -97.797 | Non-Lead - Plastic | No | After 2014 |  | Non-Lead - Plastic | After 2014 |  | Non-Lead | No | No |  | Multiple Family Residence | No | No | No | Tier 5
9329100 | 2964 | Cotton Gin Road | Uhland | 78640 | MASTER Creeks Crossing Mobile Home Park | 29.9627 | -97.797 | Non-Lead - Plastic | No | After 2014 |  | Non-Lead - Plastic | After 2014 |  | Non-Lead | No | No |  | Multiple Family Residence | No | No | No | Tier 5
9329100 | 2964 | Cotton Gin Road | Uhland | 78640 | MASTER Creeks Crossing Mobile Home Park | 29.9627 | -97.797 | Non-Lead - Plastic | No | After 2014 |  | Non-Lead - Plastic | After 2014 |  | Non-Lead | No | No |  | Multiple Family Residence | No | No | No | Tier 5
Reserved |  | Phase 1 - 4" Ultrasonic | Uhland | 78640 | These are active Asset IDs: 15352210 / 09505006 / 06872911 / 201798 Master. 09216082 is inactive. | 29.9686 | -97.8542 | Non-Lead - Plastic | No | After 2014 |  | Non-Lead - Plastic | After 2014 |  | Non-Lead | No | No |  | Multiple Family Residence | No | No | No | Tier 5
6872911 | Phase | 1 - 4" Ultrasonic | Uhland | 78640 | 09216082. MASTER Harvest Crk. Sun Communities Inc. At Harvest Moon Pkwy & FM 150 East. | 29.9686 | -97.8542 | Non-Lead - Plastic | No | After 2014 |  | Non-Lead - Plastic | After 2014 |  | Non-Lead | No | No |  | Multiple Family Residence | No | No | No | Tier 5
15352210 | Phase | 1 - 4" Ultrasonic | Uhland | 78640 | 09216082. MASTER Harvest Crk. Sun Communities Inc. At Harvest Moon Pkwy & FM 150 East. | 29.9686 | -97.8542 | Non-Lead - Plastic | No | After 2014 |  | Non-Lead - Plastic | After 2014 |  | Non-Lead | No | No |  | Multiple Family Residence | No | No | No | Tier 5
9505006 | 105 | Harvest Moon Pkwy | Kyle | 10104654 | 09216082. MASTER Harvest Crk. Sun Communities Inc. At Harvest Moon Pkwy & FM 150 East. | 29.9686 | -97.8542 | Non-Lead - Plastic | No | After 2014 |  | Non-Lead - Plastic | After 2014 |  | Non-Lead | No | No |  | Multiple Family Residence | No | No | No | Tier 5
201798 | Phase | 1 - 4" Ultrasonic | Uhland | 78640 | 09216082. MASTER Harvest Crk. Sun Communities Inc. At Harvest Moon Pkwy & FM 150 East. | 29.9686 | -97.8542 | Non-Lead - Plastic | No | After 2014 |  | Non-Lead - Plastic | After 2014 |  | Non-Lead | No | No |  | Multiple Family Residence | No | No | No | Tier 5
6872911 | Phase | 1 - 4" Ultrasonic | Uhland | 78640 | MASTER Harvest Crk. | 29.9686 | -97.8542 | Non-Lead - Plastic | No | After 2014 |  | Non-Lead - Plastic | After 2014 |  | Non-Lead | No | No |  | Multiple Family Residence | No | No | No | Tier 5
6872911 | Phase | 1 - 4" Ultrasonic | Uhland | 78640 | MASTER Harvest Crk. | 29.9686 | -97.8542 | Non-Lead - Plastic | No | After 2014 |  | Non-Lead - Plastic | After 2014 |  | Non-Lead | No | No |  | Multiple Family Residence | No | No | No | Tier 5
6872911 | Phase | 1 - 4" Ultrasonic | Uhland | 78640 | MASTER Harvest Crk. | 29.9686 | -97.8542 | Non-Lead - Plastic | No | After 2014 |  | Non-Lead - Plastic | After 2014 |  | Non-Lead | No | No |  | Multiple Family Residence | No | No | No | Tier 5
6872911 | Phase | 1 - 4" Ultrasonic | Uhland | 78640 | MASTER Harvest Crk. | 29.9686 | -97.8542 | Non-Lead - Plastic | No | After 2014 |  | Non-Lead - Plastic | After 2014 |  | Non-Lead | No | No |  | Multiple Family Residence | No | No | No | Tier 5
6872911 | Phase | 1 - 4" Ultrasonic | Uhland | 78640 | MASTER Harvest Crk. | 29.9686 | -97.8542 | Non-Lead - Plastic | No | After 2014 |  | Non-Lead - Plastic | After 2014 |  | Non-Lead | No | No |  | Multiple Family Residence | No | No | No | Tier 5
6872911 | Phase | 1 - 4" Ultrasonic | Uhland | 78640 | MASTER Harvest Crk. | 29.9686 | -97.8542 | Non-Lead - Plastic | No | After 2014 |  | Non-Lead - Plastic | After 2014 |  | Non-Lead | No | No |  | Multiple Family Residence | No | No | No | Tier 5
6872911 | Phase | 1 - 4" Ultrasonic | Uhland | 78640 | MASTER Harvest Crk. | 29.9686 | -97.8542 | Non-Lead - Plastic | No | After 2014 |  | Non-Lead - Plastic | After 2014 |  | Non-Lead | No | No |  | Multiple Family Residence | No | No | No | Tier 5
6872911 | Phase | 1 - 4" Ultrasonic | Uhland | 78640 | MASTER Harvest Crk. | 29.9686 | -97.8542 | Non-Lead - Plastic | No | After 2014 |  | Non-Lead - Plastic | After 2014 |  | Non-Lead | No | No |  | Multiple Family Residence | No | No | No | Tier 5
6872911 | Phase | 1 - 4" Ultrasonic | Uhland | 78640 | MASTER Harvest Crk. | 29.9686 | -97.8542 | Non-Lead - Plastic | No | After 2014 |  | Non-Lead - Plastic | After 2014 |  | Non-Lead | No | No |  | Multiple Family Residence | No | No | No | Tier 5
6872911 | Phase | 1 - 4" Ultrasonic | Uhland | 78640 | MASTER Harvest Crk. | 29.9686 | -97.8542 | Non-Lead - Plastic | No | After 2014 |  | Non-Lead - Plastic | After 2014 |  | Non-Lead | No | No |  | Multiple Family Residence | No | No | No | Tier 5
6872911 | Phase | 1 - 4" Ultrasonic | Uhland | 78640 | MASTER Harvest Crk. | 29.9686 | -97.8542 | Non-Lead - Plastic | No | After 2014 |  | Non-Lead - Plastic | After 2014 |  | Non-Lead | No | No |  | Multiple Family Residence | No | No | No | Tier 5
6872911 | Phase | 1 - 4" Ultrasonic | Uhland | 78640 | MASTER Harvest Crk. | 29.9686 | -97.8542 | Non-Lead - Plastic | No | After 2014 |  | Non-Lead - Plastic | After 2014 |  | Non-Lead | No | No |  | Multiple Family Residence | No | No | No | Tier 5
6872911 | Phase | 1 - 4" Ultrasonic | Uhland | 78640 | MASTER Harvest Crk. | 29.9686 | -97.8542 | Non-Lead - Plastic | No | After 2014 |  | Non-Lead - Plastic | After 2014 |  | Non-Lead | No | No |  | Multiple Family Residence | No | No | No | Tier 5
6872911 | Phase | 1 - 4" Ultrasonic | Uhland | 78640 | MASTER Harvest Crk. | 29.9686 | -97.8542 | Non-Lead - Plastic | No | After 2014 |  | Non-Lead - Plastic | After 2014 |  | Non-Lead | No | No |  | Multiple Family Residence | No | No | No | Tier 5
6872911 | Phase | 1 - 4" Ultrasonic | Uhland | 78640 | MASTER Harvest Crk. | 29.9686 | -97.8542 | Non-Lead - Plastic | No | After 2014 |  | Non-Lead - Plastic | After 2014 |  | Non-Lead | No | No |  | Multiple Family Residence | No | No | No | Tier 5
6872911 | Phase | 1 - 4" Ultrasonic | Uhland | 78640 | MASTER Harvest Crk. | 29.9686 | -97.8542 | Non-Lead - Plastic | No | After 2014 |  | Non-Lead - Plastic | After 2014 |  | Non-Lead | No | No |  | Multiple Family Residence | No | No | No | Tier 5
6872911 | Phase | 1 - 4" Ultrasonic | Uhland | 78640 | MASTER Harvest Crk. | 29.9686 | -97.8542 | Non-Lead - Plastic | No | After 2014 |  | Non-Lead - Plastic | After 2014 |  | Non-Lead | No | No |  | Multiple Family Residence | No | No | No | Tier 5
6872911 | Phase | 1 - 4" Ultrasonic | Uhland | 78640 | MASTER Harvest Crk. | 29.9686 | -97.8542 | Non-Lead - Plastic | No | After 2014 |  | Non-Lead - Plastic | After 2014 |  | Non-Lead | No | No |  | Multiple Family Residence | No | No | No | Tier 5
6872911 | Phase | 1 - 4" Ultrasonic | Uhland | 78640 | MASTER Harvest Crk. | 29.9686 | -97.8542 | Non-Lead - Plastic | No | After 2014 |  | Non-Lead - Plastic | After 2014 |  | Non-Lead | No | No |  | Multiple Family Residence | No | No | No | Tier 5
6872911 | Phase | 1 - 4" Ultrasonic | Uhland | 78640 | MASTER Harvest Crk. | 29.9686 | -97.8542 | Non-Lead - Plastic | No | After 2014 |  | Non-Lead - Plastic | After 2014 |  | Non-Lead | No | No |  | Multiple Family Residence | No | No | No | Tier 5
6872911 | Phase | 1 - 4" Ultrasonic | Uhland | 78640 | MASTER Harvest Crk. | 29.9686 | -97.8542 | Non-Lead - Plastic | No | After 2014 |  | Non-Lead - Plastic | After 2014 |  | Non-Lead | No | No |  | Multiple Family Residence | No | No | No | Tier 5
6872911 | Phase | 1 - 4" Ultrasonic | Uhland | 78640 | MASTER Harvest Crk. | 29.9686 | -97.8542 | Non-Lead - Plastic | No | After 2014 |  | Non-Lead - Plastic | After 2014 |  | Non-Lead | No | No |  | Multiple Family Residence | No | No | No | Tier 5
6872911 | Phase | 1 - 4" Ultrasonic | Uhland | 78640 | MASTER Harvest Crk. | 29.9686 | -97.8542 | Non-Lead - Plastic | No | After 2014 |  | Non-Lead - Plastic | After 2014 |  | Non-Lead | No | No |  | Multiple Family Residence | No | No | No | Tier 5
6872911 | Phase | 1 - 4" Ultrasonic | Uhland | 78640 | MASTER Harvest Crk. | 29.9686 | -97.8542 | Non-Lead - Plastic | No | After 2014 |  | Non-Lead - Plastic | After 2014 |  | Non-Lead | No | No |  | Multiple Family Residence | No | No | No | Tier 5
6872911 | Phase | 1 - 4" Ultrasonic | Uhland | 78640 | MASTER Harvest Crk. | 29.9686 | -97.8542 | Non-Lead - Plastic | No | After 2014 |  | Non-Lead - Plastic | After 2014 |  | Non-Lead | No | No |  | Multiple Family Residence | No | No | No | Tier 5
6872911 | Phase | 1 - 4" Ultrasonic | Uhland | 78640 | MASTER Harvest Crk. | 29.9686 | -97.8542 | Non-Lead - Plastic | No | After 2014 |  | Non-Lead - Plastic | After 2014 |  | Non-Lead | No | No |  | Multiple Family Residence | No | No | No | Tier 5
6872911 | Phase | 1 - 4" Ultrasonic | Uhland | 78640 | MASTER Harvest Crk. | 29.9686 | -97.8542 | Non-Lead - Plastic | No | After 2014 |  | Non-Lead - Plastic | After 2014 |  | Non-Lead | No | No |  | Multiple Family Residence | No | No | No | Tier 5
6872911 | Phase | 1 - 4" Ultrasonic | Uhland | 78640 | MASTER Harvest Crk. | 29.9686 | -97.8542 | Non-Lead - Plastic | No | After 2014 |  | Non-Lead - Plastic | After 2014 |  | Non-Lead | No | No |  | Multiple Family Residence | No | No | No | Tier 5
6872911 | Phase | 1 - 4" Ultrasonic | Uhland | 78640 | MASTER Harvest Crk. | 29.9686 | -97.8542 | Non-Lead - Plastic | No | After 2014 |  | Non-Lead - Plastic | After 2014 |  | Non-Lead | No | No |  | Multiple Family Residence | No | No | No | Tier 5
6872911 | Phase | 1 - 4" Ultrasonic | Uhland | 78640 | MASTER Harvest Crk. | 29.9686 | -97.8542 | Non-Lead - Plastic | No | After 2014 |  | Non-Lead - Plastic | After 2014 |  | Non-Lead | No | No |  | Multiple Family Residence | No | No | No | Tier 5
6872911 | Phase | 1 - 4" Ultrasonic | Uhland | 78640 | MASTER Harvest Crk. | 29.9686 | -97.8542 | Non-Lead - Plastic | No | After 2014 |  | Non-Lead - Plastic | After 2014 |  | Non-Lead | No | No |  | Multiple Family Residence | No | No | No | Tier 5
6872911 | Phase | 1 - 4" Ultrasonic | Uhland | 78640 | MASTER Harvest Crk. | 29.9686 | -97.8542 | Non-Lead - Plastic | No | After 2014 |  | Non-Lead - Plastic | After 2014 |  | Non-Lead | No | No |  | Multiple Family Residence | No | No | No | Tier 5
6872911 | Phase | 1 - 4" Ultrasonic | Uhland | 78640 | MASTER Harvest Crk. | 29.9686 | -97.8542 | Non-Lead - Plastic | No | After 2014 |  | Non-Lead - Plastic | After 2014 |  | Non-Lead | No | No |  | Multiple Family Residence | No | No | No | Tier 5
6872911 | Phase | 1 - 4" Ultrasonic | Uhland | 78640 | MASTER Harvest Crk. | 29.9686 | -97.8542 | Non-Lead - Plastic | No | After 2014 |  | Non-Lead - Plastic | After 2014 |  | Non-Lead | No | No |  | Multiple Family Residence | No | No | No | Tier 5
6872911 | Phase | 1 - 4" Ultrasonic | Uhland | 78640 | MASTER Harvest Crk. | 29.9686 | -97.8542 | Non-Lead - Plastic | No | After 2014 |  | Non-Lead - Plastic | After 2014 |  | Non-Lead | No | No |  | Multiple Family Residence | No | No | No | Tier 5
6872911 | Phase | 1 - 4" Ultrasonic | Uhland | 78640 | MASTER Harvest Crk. | 29.9686 | -97.8542 | Non-Lead - Plastic | No | After 2014 |  | Non-Lead - Plastic | After 2014 |  | Non-Lead | No | No |  | Multiple Family Residence | No | No | No | Tier 5
6872911 | Phase | 1 - 4" Ultrasonic | Uhland | 78640 | MASTER Harvest Crk. | 29.9686 | -97.8542 | Non-Lead - Plastic | No | After 2014 |  | Non-Lead - Plastic | After 2014 |  | Non-Lead | No | No |  | Multiple Family Residence | No | No | No | Tier 5
6872911 | Phase | 1 - 4" Ultrasonic | Uhland | 78640 | MASTER Harvest Crk. | 29.9686 | -97.8542 | Non-Lead - Plastic | No | After 2014 |  | Non-Lead - Plastic | After 2014 |  | Non-Lead | No | No |  | Multiple Family Residence | No | No | No | Tier 5
6872911 | Phase | 1 - 4" Ultrasonic | Uhland | 78640 | MASTER Harvest Crk. | 29.9686 | -97.8542 | Non-Lead - Plastic | No | After 2014 |  | Non-Lead - Plastic | After 2014 |  | Non-Lead | No | No |  | Multiple Family Residence | No | No | No | Tier 5
6872911 | Phase | 1 - 4" Ultrasonic | Uhland | 78640 | MASTER Harvest Crk. | 29.9686 | -97.8542 | Non-Lead - Plastic | No | After 2014 |  | Non-Lead - Plastic | After 2014 |  | Non-Lead | No | No |  | Multiple Family Residence | No | No | No | Tier 5
6872911 | Phase | 1 - 4" Ultrasonic | Uhland | 78640 | MASTER Harvest Crk. | 29.9686 | -97.8542 | Non-Lead - Plastic | No | After 2014 |  | Non-Lead - Plastic | After 2014 |  | Non-Lead | No | No |  | Multiple Family Residence | No | No | No | Tier 5
6872911 | Phase | 1 - 4" Ultrasonic | Uhland | 78640 | MASTER Harvest Crk. | 29.9686 | -97.8542 | Non-Lead - Plastic | No | After 2014 |  | Non-Lead - Plastic | After 2014 |  | Non-Lead | No | No |  | Multiple Family Residence | No | No | No | Tier 5
6872911 | Phase | 1 - 4" Ultrasonic | Uhland | 78640 | MASTER Harvest Crk. | 29.9686 | -97.8542 | Non-Lead - Plastic | No | After 2014 |  | Non-Lead - Plastic | After 2014 |  | Non-Lead | No | No |  | Multiple Family Residence | No | No | No | Tier 5
6872911 | Phase | 1 - 4" Ultrasonic | Uhland | 78640 | MASTER Harvest Crk. | 29.9686 | -97.8542 | Non-Lead - Plastic | No | After 2014 |  | Non-Lead - Plastic | After 2014 |  | Non-Lead | No | No |  | Multiple Family Residence | No | No | No | Tier 5
6872911 | Phase | 1 - 4" Ultrasonic | Uhland | 78640 | MASTER Harvest Crk. | 29.9686 | -97.8542 | Non-Lead - Plastic | No | After 2014 |  | Non-Lead - Plastic | After 2014 |  | Non-Lead | No | No |  | Multiple Family Residence | No | No | No | Tier 5
6872911 | Phase | 1 - 4" Ultrasonic | Uhland | 78640 | MASTER Harvest Crk. | 29.9686 | -97.8542 | Non-Lead - Plastic | No | After 2014 |  | Non-Lead - Plastic | After 2014 |  | Non-Lead | No | No |  | Multiple Family Residence | No | No | No | Tier 5
6872911 | Phase | 1 - 4" Ultrasonic | Uhland | 78640 | MASTER Harvest Crk. | 29.9686 | -97.8542 | Non-Lead - Plastic | No | After 2014 |  | Non-Lead - Plastic | After 2014 |  | Non-Lead | No | No |  | Multiple Family Residence | No | No | No | Tier 5
6872911 | Phase | 1 - 4" Ultrasonic | Uhland | 78640 | MASTER Harvest Crk. | 29.9686 | -97.8542 | Non-Lead - Plastic | No | After 2014 |  | Non-Lead - Plastic | After 2014 |  | Non-Lead | No | No |  | Multiple Family Residence | No | No | No | Tier 5
6872911 | Phase | 1 - 4" Ultrasonic | Uhland | 78640 | MASTER Harvest Crk. | 29.9686 | -97.8542 | Non-Lead - Plastic | No | After 2014 |  | Non-Lead - Plastic | After 2014 |  | Non-Lead | No | No |  | Multiple Family Residence | No | No | No | Tier 5
6872911 | Phase | 1 - 4" Ultrasonic | Uhland | 78640 | MASTER Harvest Crk. | 29.9686 | -97.8542 | Non-Lead - Plastic | No | After 2014 |  | Non-Lead - Plastic | After 2014 |  | Non-Lead | No | No |  | Multiple Family Residence | No | No | No | Tier 5
6872911 | Phase | 1 - 4" Ultrasonic | Uhland | 78640 | MASTER Harvest Crk. | 29.9686 | -97.8542 | Non-Lead - Plastic | No | After 2014 |  | Non-Lead - Plastic | After 2014 |  | Non-Lead | No | No |  | Multiple Family Residence | No | No | No | Tier 5
6872911 | Phase | 1 - 4" Ultrasonic | Uhland | 78640 | MASTER Harvest Crk. | 29.9686 | -97.8542 | Non-Lead - Plastic | No | After 2014 |  | Non-Lead - Plastic | After 2014 |  | Non-Lead | No | No |  | Multiple Family Residence | No | No | No | Tier 5
6872911 | Phase | 1 - 4" Ultrasonic | Uhland | 78640 | MASTER Harvest Crk. | 29.9686 | -97.8542 | Non-Lead - Plastic | No | After 2014 |  | Non-Lead - Plastic | After 2014 |  | Non-Lead | No | No |  | Multiple Family Residence | No | No | No | Tier 5
6872911 | Phase | 1 - 4" Ultrasonic | Uhland | 78640 | MASTER Harvest Crk. | 29.9686 | -97.8542 | Non-Lead - Plastic | No | After 2014 |  | Non-Lead - Plastic | After 2014 |  | Non-Lead | No | No |  | Multiple Family Residence | No | No | No | Tier 5
6872911 | Phase | 1 - 4" Ultrasonic | Uhland | 78640 | MASTER Harvest Crk. | 29.9686 | -97.8542 | Non-Lead - Plastic | No | After 2014 |  | Non-Lead - Plastic | After 2014 |  | Non-Lead | No | No |  | Multiple Family Residence | No | No | No | Tier 5
6872911 | Phase | 1 - 4" Ultrasonic | Uhland | 78640 | MASTER Harvest Crk. | 29.9686 | -97.8542 | Non-Lead - Plastic | No | After 2014 |  | Non-Lead - Plastic | After 2014 |  | Non-Lead | No | No |  | Multiple Family Residence | No | No | No | Tier 5
6872911 | Phase | 1 - 4" Ultrasonic | Uhland | 78640 | MASTER Harvest Crk. | 29.9686 | -97.8542 | Non-Lead - Plastic | No | After 2014 |  | Non-Lead - Plastic | After 2014 |  | Non-Lead | No | No |  | Multiple Family Residence | No | No | No | Tier 5
6872911 | Phase | 1 - 4" Ultrasonic | Uhland | 78640 | MASTER Harvest Crk. | 29.9686 | -97.8542 | Non-Lead - Plastic | No | After 2014 |  | Non-Lead - Plastic | After 2014 |  | Non-Lead | No | No |  | Multiple Family Residence | No | No | No | Tier 5
6872911 | Phase | 1 - 4" Ultrasonic | Uhland | 78640 | MASTER Harvest Crk. | 29.9686 | -97.8542 | Non-Lead - Plastic | No | After 2014 |  | Non-Lead - Plastic | After 2014 |  | Non-Lead | No | No |  | Multiple Family Residence | No | No | No | Tier 5
6872911 | Phase | 1 - 4" Ultrasonic | Uhland | 78640 | MASTER Harvest Crk. | 29.9686 | -97.8542 | Non-Lead - Plastic | No | After 2014 |  | Non-Lead - Plastic | After 2014 |  | Non-Lead | No | No |  | Multiple Family Residence | No | No | No | Tier 5
6872911 | Phase | 1 - 4" Ultrasonic | Uhland | 78640 | MASTER Harvest Crk. | 29.9686 | -97.8542 | Non-Lead - Plastic | No | After 2014 |  | Non-Lead - Plastic | After 2014 |  | Non-Lead | No | No |  | Multiple Family Residence | No | No | No | Tier 5
6872911 | Phase | 1 - 4" Ultrasonic | Uhland | 78640 | MASTER Harvest Crk. | 29.9686 | -97.8542 | Non-Lead - Plastic | No | After 2014 |  | Non-Lead - Plastic | After 2014 |  | Non-Lead | No | No |  | Multiple Family Residence | No | No | No | Tier 5
6872911 | Phase | 1 - 4" Ultrasonic | Uhland | 78640 | MASTER Harvest Crk. | 29.9686 | -97.8542 | Non-Lead - Plastic | No | After 2014 |  | Non-Lead - Plastic | After 2014 |  | Non-Lead | No | No |  | Multiple Family Residence | No | No | No | Tier 5
6872911 | Phase | 1 - 4" Ultrasonic | Uhland | 78640 | MASTER Harvest Crk. | 29.9686 | -97.8542 | Non-Lead - Plastic | No | After 2014 |  | Non-Lead - Plastic | After 2014 |  | Non-Lead | No | No |  | Multiple Family Residence | No | No | No | Tier 5
6872911 | Phase | 1 - 4" Ultrasonic | Uhland | 78640 | MASTER Harvest Crk. | 29.9686 | -97.8542 | Non-Lead - Plastic | No | After 2014 |  | Non-Lead - Plastic | After 2014 |  | Non-Lead | No | No |  | Multiple Family Residence | No | No | No | Tier 5
6872911 | Phase | 1 - 4" Ultrasonic | Uhland | 78640 | MASTER Harvest Crk. | 29.9686 | -97.8542 | Non-Lead - Plastic | No | After 2014 |  | Non-Lead - Plastic | After 2014 |  | Non-Lead | No | No |  | Multiple Family Residence | No | No | No | Tier 5
6872911 | Phase | 1 - 4" Ultrasonic | Uhland | 78640 | MASTER Harvest Crk. | 29.9686 | -97.8542 | Non-Lead - Plastic | No | After 2014 |  | Non-Lead - Plastic | After 2014 |  | Non-Lead | No | No |  | Multiple Family Residence | No | No | No | Tier 5
6872911 | Phase | 1 - 4" Ultrasonic | Uhland | 78640 | MASTER Harvest Crk. | 29.9686 | -97.8542 | Non-Lead - Plastic | No | After 2014 |  | Non-Lead - Plastic | After 2014 |  | Non-Lead | No | No |  | Multiple Family Residence | No | No | No | Tier 5
6872911 | Phase | 1 - 4" Ultrasonic | Uhland | 78640 | MASTER Harvest Crk. | 29.9686 | -97.8542 | Non-Lead - Plastic | No | After 2014 |  | Non-Lead - Plastic | After 2014 |  | Non-Lead | No | No |  | Multiple Family Residence | No | No | No | Tier 5
6872911 | Phase | 1 - 4" Ultrasonic | Uhland | 78640 | MASTER Harvest Crk. | 29.9686 | -97.8542 | Non-Lead - Plastic | No | After 2014 |  | Non-Lead - Plastic | After 2014 |  | Non-Lead | No | No |  | Multiple Family Residence | No | No | No | Tier 5
6872911 | Phase | 1 - 4" Ultrasonic | Uhland | 78640 | MASTER Harvest Crk. | 29.9686 | -97.8542 | Non-Lead - Plastic | No | After 2014 |  | Non-Lead - Plastic | After 2014 |  | Non-Lead | No | No |  | Multiple Family Residence | No | No | No | Tier 5
6872911 | Phase | 1 - 4" Ultrasonic | Uhland | 78640 | MASTER Harvest Crk. | 29.9686 | -97.8542 | Non-Lead - Plastic | No | After 2014 |  | Non-Lead - Plastic | After 2014 |  | Non-Lead | No | No |  | Multiple Family Residence | No | No | No | Tier 5
6872911 | Phase | 1 - 4" Ultrasonic | Uhland | 78640 | MASTER Harvest Crk. | 29.9686 | -97.8542 | Non-Lead - Plastic | No | After 2014 |  | Non-Lead - Plastic | After 2014 |  | Non-Lead | No | No |  | Multiple Family Residence | No | No | No | Tier 5
6872911 | Phase | 1 - 4" Ultrasonic | Uhland | 78640 | MASTER Harvest Crk. | 29.9686 | -97.8542 | Non-Lead - Plastic | No | After 2014 |  | Non-Lead - Plastic | After 2014 |  | Non-Lead | No | No |  | Multiple Family Residence | No | No | No | Tier 5
6872911 | Phase | 1 - 4" Ultrasonic | Uhland | 78640 | MASTER Harvest Crk. | 29.9686 | -97.8542 | Non-Lead - Plastic | No | After 2014 |  | Non-Lead - Plastic | After 2014 |  | Non-Lead | No | No |  | Multiple Family Residence | No | No | No | Tier 5
6872911 | Phase | 1 - 4" Ultrasonic | Uhland | 78640 | MASTER Harvest Crk. | 29.9686 | -97.8542 | Non-Lead - Plastic | No | After 2014 |  | Non-Lead - Plastic | After 2014 |  | Non-Lead | No | No |  | Multiple Family Residence | No | No | No | Tier 5
6872911 | Phase | 1 - 4" Ultrasonic | Uhland | 78640 | MASTER Harvest Crk. | 29.9686 | -97.8542 | Non-Lead - Plastic | No | After 2014 |  | Non-Lead - Plastic | After 2014 |  | Non-Lead | No | No |  | Multiple Family Residence | No | No | No | Tier 5
6872911 | Phase | 1 - 4" Ultrasonic | Uhland | 78640 | MASTER Harvest Crk. | 29.9686 | -97.8542 | Non-Lead - Plastic | No | After 2014 |  | Non-Lead - Plastic | After 2014 |  | Non-Lead | No | No |  | Multiple Family Residence | No | No | No | Tier 5
6872911 | Phase | 1 - 4" Ultrasonic | Uhland | 78640 | MASTER Harvest Crk. | 29.9686 | -97.8542 | Non-Lead - Plastic | No | After 2014 |  | Non-Lead - Plastic | After 2014 |  | Non-Lead | No | No |  | Multiple Family Residence | No | No | No | Tier 5
6872911 | Phase | 1 - 4" Ultrasonic | Uhland | 78640 | MASTER Harvest Crk. | 29.9686 | -97.8542 | Non-Lead - Plastic | No | After 2014 |  | Non-Lead - Plastic | After 2014 |  | Non-Lead | No | No |  | Multiple Family Residence | No | No | No | Tier 5
6872911 | Phase | 1 - 4" Ultrasonic | Uhland | 78640 | MASTER Harvest Crk. | 29.9686 | -97.8542 | Non-Lead - Plastic | No | After 2014 |  | Non-Lead - Plastic | After 2014 |  | Non-Lead | No | No |  | Multiple Family Residence | No | No | No | Tier 5
6872911 | Phase | 1 - 4" Ultrasonic | Uhland | 78640 | MASTER Harvest Crk. | 29.9686 | -97.8542 | Non-Lead - Plastic | No | After 2014 |  | Non-Lead - Plastic | After 2014 |  | Non-Lead | No | No |  | Multiple Family Residence | No | No | No | Tier 5
6872911 | Phase | 1 - 4" Ultrasonic | Uhland | 78640 | MASTER Harvest Crk. | 29.9686 | -97.8542 | Non-Lead - Plastic | No | After 2014 |  | Non-Lead - Plastic | After 2014 |  | Non-Lead | No | No |  | Multiple Family Residence | No | No | No | Tier 5
6872911 | Phase | 1 - 4" Ultrasonic | Uhland | 78640 | MASTER Harvest Crk. | 29.9686 | -97.8542 | Non-Lead - Plastic | No | After 2014 |  | Non-Lead - Plastic | After 2014 |  | Non-Lead | No | No |  | Multiple Family Residence | No | No | No | Tier 5
6872911 | Phase | 1 - 4" Ultrasonic | Uhland | 78640 | MASTER Harvest Crk. | 29.9686 | -97.8542 | Non-Lead - Plastic | No | After 2014 |  | Non-Lead - Plastic | After 2014 |  | Non-Lead | No | No |  | Multiple Family Residence | No | No | No | Tier 5
6872911 | Phase | 1 - 4" Ultrasonic | Uhland | 78640 | MASTER Harvest Crk. | 29.9686 | -97.8542 | Non-Lead - Plastic | No | After 2014 |  | Non-Lead - Plastic | After 2014 |  | Non-Lead | No | No |  | Multiple Family Residence | No | No | No | Tier 5
6872911 | Phase | 1 - 4" Ultrasonic | Uhland | 78640 | MASTER Harvest Crk. | 29.9686 | -97.8542 | Non-Lead - Plastic | No | After 2014 |  | Non-Lead - Plastic | After 2014 |  | Non-Lead | No | No |  | Multiple Family Residence | No | No | No | Tier 5
6872911 | Phase | 1 - 4" Ultrasonic | Uhland | 78640 | MASTER Harvest Crk. | 29.9686 | -97.8542 | Non-Lead - Plastic | No | After 2014 |  | Non-Lead - Plastic | After 2014 |  | Non-Lead | No | No |  | Multiple Family Residence | No | No | No | Tier 5
6872911 | Phase | 1 - 4" Ultrasonic | Uhland | 78640 | MASTER Harvest Crk. | 29.9686 | -97.8542 | Non-Lead - Plastic | No | After 2014 |  | Non-Lead - Plastic | After 2014 |  | Non-Lead | No | No |  | Multiple Family Residence | No | No | No | Tier 5
6872911 | Phase | 1 - 4" Ultrasonic | Uhland | 78640 | MASTER Harvest Crk. | 29.9686 | -97.8542 | Non-Lead - Plastic | No | After 2014 |  | Non-Lead - Plastic | After 2014 |  | Non-Lead | No | No |  | Multiple Family Residence | No | No | No | Tier 5
6872911 | Phase | 1 - 4" Ultrasonic | Uhland | 78640 | MASTER Harvest Crk. | 29.9686 | -97.8542 | Non-Lead - Plastic | No | After 2014 |  | Non-Lead - Plastic | After 2014 |  | Non-Lead | No | No |  | Multiple Family Residence | No | No | No | Tier 5
6872911 | Phase | 1 - 4" Ultrasonic | Uhland | 78640 | MASTER Harvest Crk. | 29.9686 | -97.8542 | Non-Lead - Plastic | No | After 2014 |  | Non-Lead - Plastic | After 2014 |  | Non-Lead | No | No |  | Multiple Family Residence | No | No | No | Tier 5
6872911 | Phase | 1 - 4" Ultrasonic | Uhland | 78640 | MASTER Harvest Crk. | 29.9686 | -97.8542 | Non-Lead - Plastic | No | After 2014 |  | Non-Lead - Plastic | After 2014 |  | Non-Lead | No | No |  | Multiple Family Residence | No | No | No | Tier 5
6872911 | Phase | 1 - 4" Ultrasonic | Uhland | 78640 | MASTER Harvest Crk. | 29.9686 | -97.8542 | Non-Lead - Plastic | No | After 2014 |  | Non-Lead - Plastic | After 2014 |  | Non-Lead | No | No |  | Multiple Family Residence | No | No | No | Tier 5
6872911 | Phase | 1 - 4" Ultrasonic | Uhland | 78640 | MASTER Harvest Crk. | 29.9686 | -97.8542 | Non-Lead - Plastic | No | After 2014 |  | Non-Lead - Plastic | After 2014 |  | Non-Lead | No | No |  | Multiple Family Residence | No | No | No | Tier 5
6872911 | Phase | 1 - 4" Ultrasonic | Uhland | 78640 | MASTER Harvest Crk. | 29.9686 | -97.8542 | Non-Lead - Plastic | No | After 2014 |  | Non-Lead - Plastic | After 2014 |  | Non-Lead | No | No |  | Multiple Family Residence | No | No | No | Tier 5
6872911 | Phase | 1 - 4" Ultrasonic | Uhland | 78640 | MASTER Harvest Crk. | 29.9686 | -97.8542 | Non-Lead - Plastic | No | After 2014 |  | Non-Lead - Plastic | After 2014 |  | Non-Lead | No | No |  | Multiple Family Residence | No | No | No | Tier 5
6872911 | Phase | 1 - 4" Ultrasonic | Uhland | 78640 | MASTER Harvest Crk. | 29.9686 | -97.8542 | Non-Lead - Plastic | No | After 2014 |  | Non-Lead - Plastic | After 2014 |  | Non-Lead | No | No |  | Multiple Family Residence | No | No | No | Tier 5
6872911 | Phase | 1 - 4" Ultrasonic | Uhland | 78640 | MASTER Harvest Crk. | 29.9686 | -97.8542 | Non-Lead - Plastic | No | After 2014 |  | Non-Lead - Plastic | After 2014 |  | Non-Lead | No | No |  | Multiple Family Residence | No | No | No | Tier 5
6872911 | Phase | 1 - 4" Ultrasonic | Uhland | 78640 | MASTER Harvest Crk. | 29.9686 | -97.8542 | Non-Lead - Plastic | No | After 2014 |  | Non-Lead - Plastic | After 2014 |  | Non-Lead | No | No |  | Multiple Family Residence | No | No | No | Tier 5
6872911 | Phase | 1 - 4" Ultrasonic | Uhland | 78640 | MASTER Harvest Crk. | 29.9686 | -97.8542 | Non-Lead - Plastic | No | After 2014 |  | Non-Lead - Plastic | After 2014 |  | Non-Lead | No | No |  | Multiple Family Residence | No | No | No | Tier 5
6872911 | Phase | 1 - 4" Ultrasonic | Uhland | 78640 | MASTER Harvest Crk. | 29.9686 | -97.8542 | Non-Lead - Plastic | No | After 2014 |  | Non-Lead - Plastic | After 2014 |  | Non-Lead | No | No |  | Multiple Family Residence | No | No | No | Tier 5
6872911 | Phase | 1 - 4" Ultrasonic | Uhland | 78640 | MASTER Harvest Crk. | 29.9686 | -97.8542 | Non-Lead - Plastic | No | After 2014 |  | Non-Lead - Plastic | After 2014 |  | Non-Lead | No | No |  | Multiple Family Residence | No | No | No | Tier 5
6872911 | Phase | 1 - 4" Ultrasonic | Uhland | 78640 | MASTER Harvest Crk. | 29.9686 | -97.8542 | Non-Lead - Plastic | No | After 2014 |  | Non-Lead - Plastic | After 2014 |  | Non-Lead | No | No |  | Multiple Family Residence | No | No | No | Tier 5
6872911 | Phase | 1 - 4" Ultrasonic | Uhland | 78640 | MASTER Harvest Crk. | 29.9686 | -97.8542 | Non-Lead - Plastic | No | After 2014 |  | Non-Lead - Plastic | After 2014 |  | Non-Lead | No | No |  | Multiple Family Residence | No | No | No | Tier 5
6872911 | Phase | 1 - 4" Ultrasonic | Uhland | 78640 | MASTER Harvest Crk. | 29.9686 | -97.8542 | Non-Lead - Plastic | No | After 2014 |  | Non-Lead - Plastic | After 2014 |  | Non-Lead | No | No |  | Multiple Family Residence | No | No | No | Tier 5
6872911 | Phase | 1 - 4" Ultrasonic | Uhland | 78640 | MASTER Harvest Crk. | 29.9686 | -97.8542 | Non-Lead - Plastic | No | After 2014 |  | Non-Lead - Plastic | After 2014 |  | Non-Lead | No | No |  | Multiple Family Residence | No | No | No | Tier 5
6872911 | Phase | 1 - 4" Ultrasonic | Uhland | 78640 | MASTER Harvest Crk. | 29.9686 | -97.8542 | Non-Lead - Plastic | No | After 2014 |  | Non-Lead - Plastic | After 2014 |  | Non-Lead | No | No |  | Multiple Family Residence | No | No | No | Tier 5
6872911 | Phase | 1 - 4" Ultrasonic | Uhland | 78640 | MASTER Harvest Crk. | 29.9686 | -97.8542 | Non-Lead - Plastic | No | After 2014 |  | Non-Lead - Plastic | After 2014 |  | Non-Lead | No | No |  | Multiple Family Residence | No | No | No | Tier 5
6872911 | Phase | 1 - 4" Ultrasonic | Uhland | 78640 | MASTER Harvest Crk. | 29.9686 | -97.8542 | Non-Lead - Plastic | No | After 2014 |  | Non-Lead - Plastic | After 2014 |  | Non-Lead | No | No |  | Multiple Family Residence | No | No | No | Tier 5
6872911 | Phase | 1 - 4" Ultrasonic | Uhland | 78640 | MASTER Harvest Crk. | 29.9686 | -97.8542 | Non-Lead - Plastic | No | After 2014 |  | Non-Lead - Plastic | After 2014 |  | Non-Lead | No | No |  | Multiple Family Residence | No | No | No | Tier 5
6872911 | Phase | 1 - 4" Ultrasonic | Uhland | 78640 | MASTER Harvest Crk. | 29.9686 | -97.8542 | Non-Lead - Plastic | No | After 2014 |  | Non-Lead - Plastic | After 2014 |  | Non-Lead | No | No |  | Multiple Family Residence | No | No | No | Tier 5
6872911 | Phase | 1 - 4" Ultrasonic | Uhland | 78640 | MASTER Harvest Crk. | 29.9686 | -97.8542 | Non-Lead - Plastic | No | After 2014 |  | Non-Lead - Plastic | After 2014 |  | Non-Lead | No | No |  | Multiple Family Residence | No | No | No | Tier 5
6872911 | Phase | 1 - 4" Ultrasonic | Uhland | 78640 | MASTER Harvest Crk. | 29.9686 | -97.8542 | Non-Lead - Plastic | No | After 2014 |  | Non-Lead - Plastic | After 2014 |  | Non-Lead | No | No |  | Multiple Family Residence | No | No | No | Tier 5
6872911 | Phase | 1 - 4" Ultrasonic | Uhland | 78640 | MASTER Harvest Crk. | 29.9686 | -97.8542 | Non-Lead - Plastic | No | After 2014 |  | Non-Lead - Plastic | After 2014 |  | Non-Lead | No | No |  | Multiple Family Residence | No | No | No | Tier 5
6872911 | Phase | 1 - 4" Ultrasonic | Uhland | 78640 | MASTER Harvest Crk. | 29.9686 | -97.8542 | Non-Lead - Plastic | No | After 2014 |  | Non-Lead - Plastic | After 2014 |  | Non-Lead | No | No |  | Multiple Family Residence | No | No | No | Tier 5
6872911 | Phase | 1 - 4" Ultrasonic | Uhland | 78640 | MASTER Harvest Crk. | 29.9686 | -97.8542 | Non-Lead - Plastic | No | After 2014 |  | Non-Lead - Plastic | After 2014 |  | Non-Lead | No | No |  | Multiple Family Residence | No | No | No | Tier 5
6872911 | Phase | 1 - 4" Ultrasonic | Uhland | 78640 | MASTER Harvest Crk. | 29.9686 | -97.8542 | Non-Lead - Plastic | No | After 2014 |  | Non-Lead - Plastic | After 2014 |  | Non-Lead | No | No |  | Multiple Family Residence | No | No | No | Tier 5
6872911 | Phase | 1 - 4" Ultrasonic | Uhland | 78640 | MASTER Harvest Crk. | 29.9686 | -97.8542 | Non-Lead - Plastic | No | After 2014 |  | Non-Lead - Plastic | After 2014 |  | Non-Lead | No | No |  | Multiple Family Residence | No | No | No | Tier 5
6872911 | Phase | 1 - 4" Ultrasonic | Uhland | 78640 | MASTER Harvest Crk. | 29.9686 | -97.8542 | Non-Lead - Plastic | No | After 2014 |  | Non-Lead - Plastic | After 2014 |  | Non-Lead | No | No |  | Multiple Family Residence | No | No | No | Tier 5
6872911 | Phase | 1 - 4" Ultrasonic | Uhland | 78640 | MASTER Harvest Crk. | 29.9686 | -97.8542 | Non-Lead - Plastic | No | After 2014 |  | Non-Lead - Plastic | After 2014 |  | Non-Lead | No | No |  | Multiple Family Residence | No | No | No | Tier 5
6872911 | Phase | 1 - 4" Ultrasonic | Uhland | 78640 | MASTER Harvest Crk. | 29.9686 | -97.8542 | Non-Lead - Plastic | No | After 2014 |  | Non-Lead - Plastic | After 2014 |  | Non-Lead | No | No |  | Multiple Family Residence | No | No | No | Tier 5
6872911 | Phase | 1 - 4" Ultrasonic | Uhland | 78640 | MASTER Harvest Crk. | 29.9686 | -97.8542 | Non-Lead - Plastic | No | After 2014 |  | Non-Lead - Plastic | After 2014 |  | Non-Lead | No | No |  | Multiple Family Residence | No | No | No | Tier 5
6872911 | Phase | 1 - 4" Ultrasonic | Uhland | 78640 | MASTER Harvest Crk. | 29.9686 | -97.8542 | Non-Lead - Plastic | No | After 2014 |  | Non-Lead - Plastic | After 2014 |  | Non-Lead | No | No |  | Multiple Family Residence | No | No | No | Tier 5
6872911 | Phase | 1 - 4" Ultrasonic | Uhland | 78640 | MASTER Harvest Crk. | 29.9686 | -97.8542 | Non-Lead - Plastic | No | After 2014 |  | Non-Lead - Plastic | After 2014 |  | Non-Lead | No | No |  | Multiple Family Residence | No | No | No | Tier 5
6872911 | Phase | 1 - 4" Ultrasonic | Uhland | 78640 | MASTER Harvest Crk. | 29.9686 | -97.8542 | Non-Lead - Plastic | No | After 2014 |  | Non-Lead - Plastic | After 2014 |  | Non-Lead | No | No |  | Multiple Family Residence | No | No | No | Tier 5
6872911 | Phase | 1 - 4" Ultrasonic | Uhland | 78640 | MASTER Harvest Crk. | 29.9686 | -97.8542 | Non-Lead - Plastic | No | After 2014 |  | Non-Lead - Plastic | After 2014 |  | Non-Lead | No | No |  | Multiple Family Residence | No | No | No | Tier 5
6872911 | Phase | 1 - 4" Ultrasonic | Uhland | 78640 | MASTER Harvest Crk. | 29.9686 | -97.8542 | Non-Lead - Plastic | No | After 2014 |  | Non-Lead - Plastic | After 2014 |  | Non-Lead | No | No |  | Multiple Family Residence | No | No | No | Tier 5
6872911 | Phase | 1 - 4" Ultrasonic | Uhland | 78640 | MASTER Harvest Crk. | 29.9686 | -97.8542 | Non-Lead - Plastic | No | After 2014 |  | Non-Lead - Plastic | After 2014 |  | Non-Lead | No | No |  | Multiple Family Residence | No | No | No | Tier 5
6872911 | Phase | 1 - 4" Ultrasonic | Uhland | 78640 | MASTER Harvest Crk. | 29.9686 | -97.8542 | Non-Lead - Plastic | No | After 2014 |  | Non-Lead - Plastic | After 2014 |  | Non-Lead | No | No |  | Multiple Family Residence | No | No | No | Tier 5
6872911 | Phase | 1 - 4" Ultrasonic | Uhland | 78640 | MASTER Harvest Crk. | 29.9686 | -97.8542 | Non-Lead - Plastic | No | After 2014 |  | Non-Lead - Plastic | After 2014 |  | Non-Lead | No | No |  | Multiple Family Residence | No | No | No | Tier 5
6872911 | Phase | 1 - 4" Ultrasonic | Uhland | 78640 | MASTER Harvest Crk. | 29.9686 | -97.8542 | Non-Lead - Plastic | No | After 2014 |  | Non-Lead - Plastic | After 2014 |  | Non-Lead | No | No |  | Multiple Family Residence | No | No | No | Tier 5
6872911 | Phase | 1 - 4" Ultrasonic | Uhland | 78640 | MASTER Harvest Crk. | 29.9686 | -97.8542 | Non-Lead - Plastic | No | After 2014 |  | Non-Lead - Plastic | After 2014 |  | Non-Lead | No | No |  | Multiple Family Residence | No | No | No | Tier 5
6872911 | Phase | 1 - 4" Ultrasonic | Uhland | 78640 | MASTER Harvest Crk. | 29.9686 | -97.8542 | Non-Lead - Plastic | No | After 2014 |  | Non-Lead - Plastic | After 2014 |  | Non-Lead | No | No |  | Multiple Family Residence | No | No | No | Tier 5
6872911 | Phase | 1 - 4" Ultrasonic | Uhland | 78640 | MASTER Harvest Crk. | 29.9686 | -97.8542 | Non-Lead - Plastic | No | After 2014 |  | Non-Lead - Plastic | After 2014 |  | Non-Lead | No | No |  | Multiple Family Residence | No | No | No | Tier 5
6872911 | Phase | 1 - 4" Ultrasonic | Uhland | 78640 | MASTER Harvest Crk. | 29.9686 | -97.8542 | Non-Lead - Plastic | No | After 2014 |  | Non-Lead - Plastic | After 2014 |  | Non-Lead | No | No |  | Multiple Family Residence | No | No | No | Tier 5
6872911 | Phase | 1 - 4" Ultrasonic | Uhland | 78640 | MASTER Harvest Crk. | 29.9686 | -97.8542 | Non-Lead - Plastic | No | After 2014 |  | Non-Lead - Plastic | After 2014 |  | Non-Lead | No | No |  | Multiple Family Residence | No | No | No | Tier 5
6872911 | Phase | 1 - 4" Ultrasonic | Uhland | 78640 | MASTER Harvest Crk. | 29.9686 | -97.8542 | Non-Lead - Plastic | No | After 2014 |  | Non-Lead - Plastic | After 2014 |  | Non-Lead | No | No |  | Multiple Family Residence | No | No | No | Tier 5
6872911 | Phase | 1 - 4" Ultrasonic | Uhland | 78640 | MASTER Harvest Crk. | 29.9686 | -97.8542 | Non-Lead - Plastic | No | After 2014 |  | Non-Lead - Plastic | After 2014 |  | Non-Lead | No | No |  | Multiple Family Residence | No | No | No | Tier 5
6872911 | Phase | 1 - 4" Ultrasonic | Uhland | 78640 | MASTER Harvest Crk. | 29.9686 | -97.8542 | Non-Lead - Plastic | No | After 2014 |  | Non-Lead - Plastic | After 2014 |  | Non-Lead | No | No |  | Multiple Family Residence | No | No | No | Tier 5
6872911 | Phase | 1 - 4" Ultrasonic | Uhland | 78640 | MASTER Harvest Crk. | 29.9686 | -97.8542 | Non-Lead - Plastic | No | After 2014 |  | Non-Lead - Plastic | After 2014 |  | Non-Lead | No | No |  | Multiple Family Residence | No | No | No | Tier 5
6872911 | Phase | 1 - 4" Ultrasonic | Uhland | 78640 | MASTER Harvest Crk. | 29.9686 | -97.8542 | Non-Lead - Plastic | No | After 2014 |  | Non-Lead - Plastic | After 2014 |  | Non-Lead | No | No |  | Multiple Family Residence | No | No | No | Tier 5
6872911 | Phase | 1 - 4" Ultrasonic | Uhland | 78640 | MASTER Harvest Crk. | 29.9686 | -97.8542 | Non-Lead - Plastic | No | After 2014 |  | Non-Lead - Plastic | After 2014 |  | Non-Lead | No | No |  | Multiple Family Residence | No | No | No | Tier 5
6872911 | Phase | 1 - 4" Ultrasonic | Uhland | 78640 | MASTER Harvest Crk. | 29.9686 | -97.8542 | Non-Lead - Plastic | No | After 2014 |  | Non-Lead - Plastic | After 2014 |  | Non-Lead | No | No |  | Multiple Family Residence | No | No | No | Tier 5
6872911 | Phase | 1 - 4" Ultrasonic | Uhland | 78640 | MASTER Harvest Crk. | 29.9686 | -97.8542 | Non-Lead - Plastic | No | After 2014 |  | Non-Lead - Plastic | After 2014 |  | Non-Lead | No | No |  | Multiple Family Residence | No | No | No | Tier 5
6872911 | Phase | 1 - 4" Ultrasonic | Uhland | 78640 | MASTER Harvest Crk. | 29.9686 | -97.8542 | Non-Lead - Plastic | No | After 2014 |  | Non-Lead - Plastic | After 2014 |  | Non-Lead | No | No |  | Multiple Family Residence | No | No | No | Tier 5
6872911 | Phase | 1 - 4" Ultrasonic | Uhland | 78640 | MASTER Harvest Crk. | 29.9686 | -97.8542 | Non-Lead - Plastic | No | After 2014 |  | Non-Lead - Plastic | After 2014 |  | Non-Lead | No | No |  | Multiple Family Residence | No | No | No | Tier 5
6872911 | Phase | 1 - 4" Ultrasonic | Uhland | 78640 | MASTER Harvest Crk. | 29.9686 | -97.8542 | Non-Lead - Plastic | No | After 2014 |  | Non-Lead - Plastic | After 2014 |  | Non-Lead | No | No |  | Multiple Family Residence | No | No | No | Tier 5
6872911 | Phase | 1 - 4" Ultrasonic | Uhland | 78640 | MASTER Harvest Crk. | 29.9686 | -97.8542 | Non-Lead - Plastic | No | After 2014 |  | Non-Lead - Plastic | After 2014 |  | Non-Lead | No | No |  | Multiple Family Residence | No | No | No | Tier 5
6872911 | Phase | 1 - 4" Ultrasonic | Uhland | 78640 | MASTER Harvest Crk. | 29.9686 | -97.8542 | Non-Lead - Plastic | No | After 2014 |  | Non-Lead - Plastic | After 2014 |  | Non-Lead | No | No |  | Multiple Family Residence | No | No | No | Tier 5
6872911 | Phase | 1 - 4" Ultrasonic | Uhland | 78640 | MASTER Harvest Crk. | 29.9686 | -97.8542 | Non-Lead - Plastic | No | After 2014 |  | Non-Lead - Plastic | After 2014 |  | Non-Lead | No | No |  | Multiple Family Residence | No | No | No | Tier 5
6872911 | Phase | 1 - 4" Ultrasonic | Uhland | 78640 | MASTER Harvest Crk. | 29.9686 | -97.8542 | Non-Lead - Plastic | No | After 2014 |  | Non-Lead - Plastic | After 2014 |  | Non-Lead | No | No |  | Multiple Family Residence | No | No | No | Tier 5
6872911 | Phase | 1 - 4" Ultrasonic | Uhland | 78640 | MASTER Harvest Crk. | 29.9686 | -97.8542 | Non-Lead - Plastic | No | After 2014 |  | Non-Lead - Plastic | After 2014 |  | Non-Lead | No | No |  | Multiple Family Residence | No | No | No | Tier 5
6872911 | Phase | 1 - 4" Ultrasonic | Uhland | 78640 | MASTER Harvest Crk. | 29.9686 | -97.8542 | Non-Lead - Plastic | No | After 2014 |  | Non-Lead - Plastic | After 2014 |  | Non-Lead | No | No |  | Multiple Family Residence | No | No | No | Tier 5
6872911 | Phase | 1 - 4" Ultrasonic | Uhland | 78640 | MASTER Harvest Crk. | 29.9686 | -97.8542 | Non-Lead - Plastic | No | After 2014 |  | Non-Lead - Plastic | After 2014 |  | Non-Lead | No | No |  | Multiple Family Residence | No | No | No | Tier 5
6872911 | Phase | 1 - 4" Ultrasonic | Uhland | 78640 | MASTER Harvest Crk. | 29.9686 | -97.8542 | Non-Lead - Plastic | No | After 2014 |  | Non-Lead - Plastic | After 2014 |  | Non-Lead | No | No |  | Multiple Family Residence | No | No | No | Tier 5
6872911 | Phase | 1 - 4" Ultrasonic | Uhland | 78640 | MASTER Harvest Crk. | 29.9686 | -97.8542 | Non-Lead - Plastic | No | After 2014 |  | Non-Lead - Plastic | After 2014 |  | Non-Lead | No | No |  | Multiple Family Residence | No | No | No | Tier 5
6872911 | Phase | 1 - 4" Ultrasonic | Uhland | 78640 | MASTER Harvest Crk. | 29.9686 | -97.8542 | Non-Lead - Plastic | No | After 2014 |  | Non-Lead - Plastic | After 2014 |  | Non-Lead | No | No |  | Multiple Family Residence | No | No | No | Tier 5
6872911 | Phase | 1 - 4" Ultrasonic | Uhland | 78640 | MASTER Harvest Crk. | 29.9686 | -97.8542 | Non-Lead - Plastic | No | After 2014 |  | Non-Lead - Plastic | After 2014 |  | Non-Lead | No | No |  | Multiple Family Residence | No | No | No | Tier 5
6872911 | Phase | 1 - 4" Ultrasonic | Uhland | 78640 | MASTER Harvest Crk. | 29.9686 | -97.8542 | Non-Lead - Plastic | No | After 2014 |  | Non-Lead - Plastic | After 2014 |  | Non-Lead | No | No |  | Multiple Family Residence | No | No | No | Tier 5
6872911 | Phase | 1 - 4" Ultrasonic | Uhland | 78640 | MASTER Harvest Crk. | 29.9686 | -97.8542 | Non-Lead - Plastic | No | After 2014 |  | Non-Lead - Plastic | After 2014 |  | Non-Lead | No | No |  | Multiple Family Residence | No | No | No | Tier 5
6872911 | Phase | 1 - 4" Ultrasonic | Uhland | 78640 | MASTER Harvest Crk. | 29.9686 | -97.8542 | Non-Lead - Plastic | No | After 2014 |  | Non-Lead - Plastic | After 2014 |  | Non-Lead | No | No |  | Multiple Family Residence | No | No | No | Tier 5
6872911 | Phase | 1 - 4" Ultrasonic | Uhland | 78640 | MASTER Harvest Crk. | 29.9686 | -97.8542 | Non-Lead - Plastic | No | After 2014 |  | Non-Lead - Plastic | After 2014 |  | Non-Lead | No | No |  | Multiple Family Residence | No | No | No | Tier 5
6872911 | Phase | 1 - 4" Ultrasonic | Uhland | 78640 | MASTER Harvest Crk. | 29.9686 | -97.8542 | Non-Lead - Plastic | No | After 2014 |  | Non-Lead - Plastic | After 2014 |  | Non-Lead | No | No |  | Multiple Family Residence | No | No | No | Tier 5
6872911 | Phase | 1 - 4" Ultrasonic | Uhland | 78640 | MASTER Harvest Crk. | 29.9686 | -97.8542 | Non-Lead - Plastic | No | After 2014 |  | Non-Lead - Plastic | After 2014 |  | Non-Lead | No | No |  | Multiple Family Residence | No | No | No | Tier 5
6872911 | Phase | 1 - 4" Ultrasonic | Uhland | 78640 | MASTER Harvest Crk. | 29.9686 | -97.8542 | Non-Lead - Plastic | No | After 2014 |  | Non-Lead - Plastic | After 2014 |  | Non-Lead | No | No |  | Multiple Family Residence | No | No | No | Tier 5
6872911 | Phase | 1 - 4" Ultrasonic | Uhland | 78640 | MASTER Harvest Crk. | 29.9686 | -97.8542 | Non-Lead - Plastic | No | After 2014 |  | Non-Lead - Plastic | After 2014 |  | Non-Lead | No | No |  | Multiple Family Residence | No | No | No | Tier 5
6872911 | Phase | 1 - 4" Ultrasonic | Uhland | 78640 | MASTER Harvest Crk. | 29.9686 | -97.8542 | Non-Lead - Plastic | No | After 2014 |  | Non-Lead - Plastic | After 2014 |  | Non-Lead | No | No |  | Multiple Family Residence | No | No | No | Tier 5
6872911 | Phase | 1 - 4" Ultrasonic | Uhland | 78640 | MASTER Harvest Crk. | 29.9686 | -97.8542 | Non-Lead - Plastic | No | After 2014 |  | Non-Lead - Plastic | After 2014 |  | Non-Lead | No | No |  | Multiple Family Residence | No | No | No | Tier 5
6872911 | Phase | 1 - 4" Ultrasonic | Uhland | 78640 | MASTER Harvest Crk. | 29.9686 | -97.8542 | Non-Lead - Plastic | No | After 2014 |  | Non-Lead - Plastic | After 2014 |  | Non-Lead | No | No |  | Multiple Family Residence | No | No | No | Tier 5
6872911 | Phase | 1 - 4" Ultrasonic | Uhland | 78640 | MASTER Harvest Crk. | 29.9686 | -97.8542 | Non-Lead - Plastic | No | After 2014 |  | Non-Lead - Plastic | After 2014 |  | Non-Lead | No | No |  | Multiple Family Residence | No | No | No | Tier 5
6872911 | Phase | 1 - 4" Ultrasonic | Uhland | 78640 | MASTER Harvest Crk. | 29.9686 | -97.8542 | Non-Lead - Plastic | No | After 2014 |  | Non-Lead - Plastic | After 2014 |  | Non-Lead | No | No |  | Multiple Family Residence | No | No | No | Tier 5
6872911 | Phase | 1 - 4" Ultrasonic | Uhland | 78640 | MASTER Harvest Crk. | 29.9686 | -97.8542 | Non-Lead - Plastic | No | After 2014 |  | Non-Lead - Plastic | After 2014 |  | Non-Lead | No | No |  | Multiple Family Residence | No | No | No | Tier 5
6872911 | Phase | 1 - 4" Ultrasonic | Uhland | 78640 | MASTER Harvest Crk. | 29.9686 | -97.8542 | Non-Lead - Plastic | No | After 2014 |  | Non-Lead - Plastic | After 2014 |  | Non-Lead | No | No |  | Multiple Family Residence | No | No | No | Tier 5
6872911 | Phase | 1 - 4" Ultrasonic | Uhland | 78640 | MASTER Harvest Crk. | 29.9686 | -97.8542 | Non-Lead - Plastic | No | After 2014 |  | Non-Lead - Plastic | After 2014 |  | Non-Lead | No | No |  | Multiple Family Residence | No | No | No | Tier 5
6872911 | Phase | 1 - 4" Ultrasonic | Uhland | 78640 | MASTER Harvest Crk. | 29.9686 | -97.8542 | Non-Lead - Plastic | No | After 2014 |  | Non-Lead - Plastic | After 2014 |  | Non-Lead | No | No |  | Multiple Family Residence | No | No | No | Tier 5
6872911 | Phase | 1 - 4" Ultrasonic | Uhland | 78640 | MASTER Harvest Crk. | 29.9686 | -97.8542 | Non-Lead - Plastic | No | After 2014 |  | Non-Lead - Plastic | After 2014 |  | Non-Lead | No | No |  | Multiple Family Residence | No | No | No | Tier 5
6872911 | Phase | 1 - 4" Ultrasonic | Uhland | 78640 | MASTER Harvest Crk. | 29.9686 | -97.8542 | Non-Lead - Plastic | No | After 2014 |  | Non-Lead - Plastic | After 2014 |  | Non-Lead | No | No |  | Multiple Family Residence | No | No | No | Tier 5
6872911 | Phase | 1 - 4" Ultrasonic | Uhland | 78640 | MASTER Harvest Crk. | 29.9686 | -97.8542 | Non-Lead - Plastic | No | After 2014 |  | Non-Lead - Plastic | After 2014 |  | Non-Lead | No | No |  | Multiple Family Residence | No | No | No | Tier 5
6872911 | Phase | 1 - 4" Ultrasonic | Uhland | 78640 | MASTER Harvest Crk. | 29.9686 | -97.8542 | Non-Lead - Plastic | No | After 2014 |  | Non-Lead - Plastic | After 2014 |  | Non-Lead | No | No |  | Multiple Family Residence | No | No | No | Tier 5
6872911 | Phase | 1 - 4" Ultrasonic | Uhland | 78640 | MASTER Harvest Crk. | 29.9686 | -97.8542 | Non-Lead - Plastic | No | After 2014 |  | Non-Lead - Plastic | After 2014 |  | Non-Lead | No | No |  | Multiple Family Residence | No | No | No | Tier 5
6872911 | Phase | 1 - 4" Ultrasonic | Uhland | 78640 | MASTER Harvest Crk. | 29.9686 | -97.8542 | Non-Lead - Plastic | No | After 2014 |  | Non-Lead - Plastic | After 2014 |  | Non-Lead | No | No |  | Multiple Family Residence | No | No | No | Tier 5
6872911 | Phase | 1 - 4" Ultrasonic | Uhland | 78640 | MASTER Harvest Crk. | 29.9686 | -97.8542 | Non-Lead - Plastic | No | After 2014 |  | Non-Lead - Plastic | After 2014 |  | Non-Lead | No | No |  | Multiple Family Residence | No | No | No | Tier 5
6872911 | Phase | 1 - 4" Ultrasonic | Uhland | 78640 | MASTER Harvest Crk. | 29.9686 | -97.8542 | Non-Lead - Plastic | No | After 2014 |  | Non-Lead - Plastic | After 2014 |  | Non-Lead | No | No |  | Multiple Family Residence | No | No | No | Tier 5
6872911 | Phase | 1 - 4" Ultrasonic | Uhland | 78640 | MASTER Harvest Crk. | 29.9686 | -97.8542 | Non-Lead - Plastic | No | After 2014 |  | Non-Lead - Plastic | After 2014 |  |  | No | No |  | Multiple Family Residence | No | No | No
6872911 | Phase | 1 - 4" Ultrasonic | Uhland | 78640 | MASTER Harvest Crk. | 29.9686 | -97.8542 | Non-Lead - Plastic | No | After 2014 |  | Non-Lead - Plastic | After 2014 |  | Non-Lead | No | No |  | Multiple Family Residence | No | No | No | Tier 5
6872911 | Phase | 1 - 4" Ultrasonic | Uhland | 78640 | MASTER Harvest Crk. | 29.9686 | -97.8542 | Non-Lead - Plastic | No | After 2014 |  | Non-Lead - Plastic | After 2014 |  |  | No | No |  | Multiple Family Residence | No | No | No
6872911 | Phase | 1 - 4" Ultrasonic | Uhland | 78640 | MASTER Harvest Crk. | 29.9686 | -97.8542 | Non-Lead - Plastic | No | After 2014 |  | Non-Lead - Plastic | After 2014 |  |  | No | No |  | Multiple Family Residence | No | No | No
6872911 | Phase | 1 - 4" Ultrasonic | Uhland | 78640 | MASTER Harvest Crk. | 29.9686 | -97.8542 | Non-Lead - Plastic | No | After 2014 |  | Non-Lead - Plastic | After 2014 |  |  | No | No |  | Multiple Family Residence | No | No | No
6872911 | Phase | 1 - 4" Ultrasonic | Uhland | 78640 | MASTER Harvest Crk. | 29.9686 | -97.8542 | Non-Lead - Plastic | No | After 2014 |  | Non-Lead - Plastic | After 2014 |  |  | No | No |  | Multiple Family Residence | No | No | No
6872911 | Phase | 1 - 4" Ultrasonic | Uhland | 78640 | MASTER Harvest Crk. | 29.9686 | -97.8542 | Non-Lead - Plastic | No | After 2014 |  | Non-Lead - Plastic | After 2014 |  |  | No | No |  | Multiple Family Residence | No | No | No
6872911 | Phase | 1 - 4" Ultrasonic | Uhland | 78640 | MASTER Harvest Crk. | 29.9686 | -97.8542 | Non-Lead - Plastic | No | After 2014 |  | Non-Lead - Plastic | After 2014 |  |  | No | No |  | Multiple Family Residence | No | No | No
6872911 | Phase | 1 - 4" Ultrasonic | Uhland | 78640 | MASTER Harvest Crk. | 29.9686 | -97.8542 | Non-Lead - Plastic | No | After 2014 |  | Non-Lead - Plastic | After 2014 |  | Non-Lead | No | No |  | Multiple Family Residence | No | No | No | Tier 5
6872911 | Phase | 1 - 4" Ultrasonic | Uhland | 78640 | MASTER Harvest Crk. | 29.9686 | -97.8542 | Non-Lead - Plastic | No | After 2014 |  | Non-Lead - Plastic | After 2014 |  | Non-Lead | No | No |  | Multiple Family Residence | No | No | No | Tier 5
6872911 | Phase | 1 - 4" Ultrasonic | Uhland | 78640 | MASTER Harvest Crk. | 29.9686 | -97.8542 | Non-Lead - Plastic | No | After 2014 |  | Non-Lead - Plastic | After 2014 |  | Non-Lead | No | No |  | Multiple Family Residence | No | No | No | Tier 5
6872911 | Phase | 1 - 4" Ultrasonic | Uhland | 78640 | MASTER Harvest Crk. | 29.9686 | -97.8542 | Non-Lead - Plastic | No | After 2014 |  | Non-Lead - Plastic | After 2014 |  | Non-Lead | No | No |  | Multiple Family Residence | No | No | No | Tier 5
6872911 | Phase | 1 - 4" Ultrasonic | Uhland | 78640 | MASTER Harvest Crk. | 29.9686 | -97.8542 | Non-Lead - Plastic | No | After 2014 |  | Non-Lead - Plastic | After 2014 |  | Non-Lead | No | No |  | Multiple Family Residence | No | No | No | Tier 5
6872911 | Phase | 1 - 4" Ultrasonic | Uhland | 78640 | MASTER Harvest Crk. | 29.9686 | -97.8542 | Non-Lead - Plastic | No | After 2014 |  | Non-Lead - Plastic | After 2014 |  | Non-Lead | No | No |  | Multiple Family Residence | No | No | No | Tier 5
6872911 | Phase | 1 - 4" Ultrasonic | Uhland | 78640 | MASTER Harvest Crk. | 29.9686 | -97.8542 | Non-Lead - Plastic | No | After 2014 |  | Non-Lead - Plastic | After 2014 |  | Non-Lead | No | No |  | Multiple Family Residence | No | No | No | Tier 5
6872911 | Phase | 1 - 4" Ultrasonic | Uhland | 78640 | MASTER Harvest Crk. | 29.9686 | -97.8542 | Non-Lead - Plastic | No | After 2014 |  | Non-Lead - Plastic | After 2014 |  | Non-Lead | No | No |  | Multiple Family Residence | No | No | No | Tier 5
6872911 | Phase | 1 - 4" Ultrasonic | Uhland | 78640 | MASTER Harvest Crk. | 29.9686 | -97.8542 | Non-Lead - Plastic | No | After 2014 |  | Non-Lead - Plastic | After 2014 |  | Non-Lead | No | No |  | Multiple Family Residence | No | No | No | Tier 5
6872911 | Phase | 1 - 4" Ultrasonic | Uhland | 78640 | MASTER Harvest Crk. | 29.9686 | -97.8542 | Non-Lead - Plastic | No | After 2014 |  | Non-Lead - Plastic | After 2014 |  | Non-Lead | No | No |  | Multiple Family Residence | No | No | No | Tier 5
6872911 | Phase | 1 - 4" Ultrasonic | Uhland | 78640 | MASTER Harvest Crk. | 29.9686 | -97.8542 | Non-Lead - Plastic | No | After 2014 |  | Non-Lead - Plastic | After 2014 |  | Non-Lead | No | No |  | Multiple Family Residence | No | No | No | Tier 5
6872911 | Phase | 1 - 4" Ultrasonic | Uhland | 78640 | MASTER Harvest Crk. | 29.9686 | -97.8542 | Non-Lead - Plastic | No | After 2014 |  | Non-Lead - Plastic | After 2014 |  | Non-Lead | No | No |  | Multiple Family Residence | No | No | No | Tier 5
6872911 | Phase | 1 - 4" Ultrasonic | Uhland | 78640 | MASTER Harvest Crk. | 29.9686 | -97.8542 | Non-Lead - Plastic | No | After 2014 |  | Non-Lead - Plastic | After 2014 |  | Non-Lead | No | No |  | Multiple Family Residence | No | No | No | Tier 5
6872911 | Phase | 1 - 4" Ultrasonic | Uhland | 78640 | MASTER Harvest Crk. | 29.9686 | -97.8542 | Non-Lead - Plastic | No | After 2014 |  | Non-Lead - Plastic | After 2014 |  | Non-Lead | No | No |  | Multiple Family Residence | No | No | No | Tier 5
6872911 | Phase | 1 - 4" Ultrasonic | Uhland | 78640 | MASTER Harvest Crk. | 29.9686 | -97.8542 | Non-Lead - Plastic | No | After 2014 |  | Non-Lead - Plastic | After 2014 |  | Non-Lead | No | No |  | Multiple Family Residence | No | No | No | Tier 5
6872911 | Phase | 1 - 4" Ultrasonic | Uhland | 78640 | MASTER Harvest Crk. | 29.9686 | -97.8542 | Non-Lead - Plastic | No | After 2014 |  | Non-Lead - Plastic | After 2014 |  | Non-Lead | No | No |  | Multiple Family Residence | No | No | No | Tier 5
6872911 | Phase | 1 - 4" Ultrasonic | Uhland | 78640 | MASTER Harvest Crk. | 29.9686 | -97.8542 | Non-Lead - Plastic | No | After 2014 |  | Non-Lead - Plastic | After 2014 |  | Non-Lead | No | No |  | Multiple Family Residence | No | No | No | Tier 5
6872911 | Phase | 1 - 4" Ultrasonic | Uhland | 78640 | MASTER Harvest Crk. | 29.9686 | -97.8542 | Non-Lead - Plastic | No | After 2014 |  | Non-Lead - Plastic | After 2014 |  | Non-Lead | No | No |  | Multiple Family Residence | No | No | No | Tier 5
6872911 | Phase | 1 - 4" Ultrasonic | Uhland | 78640 | MASTER Harvest Crk. | 29.9686 | -97.8542 | Non-Lead - Plastic | No | After 2014 |  | Non-Lead - Plastic | After 2014 |  | Non-Lead | No | No |  | Multiple Family Residence | No | No | No | Tier 5
6872911 | Phase | 1 - 4" Ultrasonic | Uhland | 78640 | MASTER Harvest Crk. | 29.9686 | -97.8542 | Non-Lead - Plastic | No | After 2014 |  | Non-Lead - Plastic | After 2014 |  | Non-Lead | No | No |  | Multiple Family Residence | No | No | No | Tier 5
6872911 | Phase | 1 - 4" Ultrasonic | Uhland | 78640 | MASTER Harvest Crk. | 29.9686 | -97.8542 | Non-Lead - Plastic | No | After 2014 |  | Non-Lead - Plastic | After 2014 |  | Non-Lead | No | No |  | Multiple Family Residence | No | No | No | Tier 5
6872911 | Phase | 1 - 4" Ultrasonic | Uhland | 78640 | MASTER Harvest Crk. | 29.9686 | -97.8542 | Non-Lead - Plastic | No | After 2014 |  | Non-Lead - Plastic | After 2014 |  | Non-Lead | No | No |  | Multiple Family Residence | No | No | No | Tier 5
6872911 | Phase | 1 - 4" Ultrasonic | Uhland | 78640 | MASTER Harvest Crk. | 29.9686 | -97.8542 | Non-Lead - Plastic | No | After 2014 |  | Non-Lead - Plastic | After 2014 |  | Non-Lead | No | No |  | Multiple Family Residence | No | No | No | Tier 5
6872911 | Phase | 1 - 4" Ultrasonic | Uhland | 78640 | MASTER Harvest Crk. | 29.9686 | -97.8542 | Non-Lead - Plastic | No | After 2014 |  | Non-Lead - Plastic | After 2014 |  | Non-Lead | No | No |  | Multiple Family Residence | No | No | No | Tier 5
6872911 | Phase | 1 - 4" Ultrasonic | Uhland | 78640 | MASTER Harvest Crk. | 29.9686 | -97.8542 | Non-Lead - Plastic | No | After 2014 |  | Non-Lead - Plastic | After 2014 |  | Non-Lead | No | No |  | Multiple Family Residence | No | No | No | Tier 5
6872911 | Phase | 1 - 4" Ultrasonic | Uhland | 78640 | MASTER Harvest Crk. | 29.9686 | -97.8542 | Non-Lead - Plastic | No | After 2014 |  | Non-Lead - Plastic | After 2014 |  | Non-Lead | No | No |  | Multiple Family Residence | No | No | No | Tier 5
6872911 | Phase | 1 - 4" Ultrasonic | Uhland | 78640 | MASTER Harvest Crk. | 29.9686 | -97.8542 | Non-Lead - Plastic | No | After 2014 |  | Non-Lead - Plastic | After 2014 |  | Non-Lead | No | No |  | Multiple Family Residence | No | No | No | Tier 5
6872911 | Phase | 1 - 4" Ultrasonic | Uhland | 78640 | MASTER Harvest Crk. | 29.9686 | -97.8542 | Non-Lead - Plastic | No | After 2014 |  | Non-Lead - Plastic | After 2014 |  | Non-Lead | No | No |  | Multiple Family Residence | No | No | No | Tier 5
6872911 | Phase | 1 - 4" Ultrasonic | Uhland | 78640 | MASTER Harvest Crk. | 29.9686 | -97.8542 | Non-Lead - Plastic | No | After 2014 |  | Non-Lead - Plastic | After 2014 |  | Non-Lead | No | No |  | Multiple Family Residence | No | No | No | Tier 5
6872911 | Phase | 1 - 4" Ultrasonic | Uhland | 78640 | MASTER Harvest Crk. | 29.9686 | -97.8542 | Non-Lead - Plastic | No | After 2014 |  | Non-Lead - Plastic | After 2014 |  | Non-Lead | No | No |  | Multiple Family Residence | No | No | No | Tier 5
6872911 | Phase | 1 - 4" Ultrasonic | Uhland | 78640 | MASTER Harvest Crk. | 29.9686 | -97.8542 | Non-Lead - Plastic | No | After 2014 |  | Non-Lead - Plastic | After 2014 |  | Non-Lead | No | No |  | Multiple Family Residence | No | No | No | Tier 5
6872911 | Phase | 1 - 4" Ultrasonic | Uhland | 78640 | MASTER Harvest Crk. | 29.9686 | -97.8542 | Non-Lead - Plastic | No | After 2014 |  | Non-Lead - Plastic | After 2014 |  | Non-Lead | No | No |  | Multiple Family Residence | No | No | No | Tier 5
6872911 | Phase | 1 - 4" Ultrasonic | Uhland | 78640 | MASTER Harvest Crk. | 29.9686 | -97.8542 | Non-Lead - Plastic | No | After 2014 |  | Non-Lead - Plastic | After 2014 |  | Non-Lead | No | No |  | Multiple Family Residence | No | No | No | Tier 5
6872911 | Phase | 1 - 4" Ultrasonic | Uhland | 78640 | MASTER Harvest Crk. | 29.9686 | -97.8542 | Non-Lead - Plastic | No | After 2014 |  | Non-Lead - Plastic | After 2014 |  | Non-Lead | No | No |  | Multiple Family Residence | No | No | No | Tier 5
6872911 | Phase | 1 - 4" Ultrasonic | Uhland | 78640 | MASTER Harvest Crk. | 29.9686 | -97.8542 | Non-Lead - Plastic | No | After 2014 |  | Non-Lead - Plastic | After 2014 |  | Non-Lead | No | No |  | Multiple Family Residence | No | No | No | Tier 5
6872911 | Phase | 1 - 4" Ultrasonic | Uhland | 78640 | MASTER Harvest Crk. | 29.9686 | -97.8542 | Non-Lead - Plastic | No | After 2014 |  | Non-Lead - Plastic | After 2014 |  | Non-Lead | No | No |  | Multiple Family Residence | No | No | No | Tier 5
6872911 | Phase | 1 - 4" Ultrasonic | Uhland | 78640 | MASTER Harvest Crk. | 29.9686 | -97.8542 | Non-Lead - Plastic | No | After 2014 |  | Non-Lead - Plastic | After 2014 |  | Non-Lead | No | No |  | Multiple Family Residence | No | No | No | Tier 5
6872911 | Phase | 1 - 4" Ultrasonic | Uhland | 78640 | MASTER Harvest Crk. | 29.9686 | -97.8542 | Non-Lead - Plastic | No | After 2014 |  | Non-Lead - Plastic | After 2014 |  | Non-Lead | No | No |  | Multiple Family Residence | No | No | No | Tier 5
6872911 | Phase | 1 - 4" Ultrasonic | Uhland | 78640 | MASTER Harvest Crk. | 29.9686 | -97.8542 | Non-Lead - Plastic | No | After 2014 |  | Non-Lead - Plastic | After 2014 |  | Non-Lead | No | No |  | Multiple Family Residence | No | No | No | Tier 5
6872911 | Phase | 1 - 4" Ultrasonic | Uhland | 78640 | MASTER Harvest Crk. | 29.9686 | -97.8542 | Non-Lead - Plastic | No | After 2014 |  | Non-Lead - Plastic | After 2014 |  | Non-Lead | No | No |  | Multiple Family Residence | No | No | No | Tier 5
6872911 | Phase | 1 - 4" Ultrasonic | Uhland | 78640 | MASTER Harvest Crk. | 29.9686 | -97.8542 | Non-Lead - Plastic | No | After 2014 |  | Non-Lead - Plastic | After 2014 |  | Non-Lead | No | No |  | Multiple Family Residence | No | No | No | Tier 5
6872911 | Phase | 1 - 4" Ultrasonic | Uhland | 78640 | MASTER Harvest Crk. | 29.9686 | -97.8542 | Non-Lead - Plastic | No | After 2014 |  | Non-Lead - Plastic | After 2014 |  | Non-Lead | No | No |  | Multiple Family Residence | No | No | No | Tier 5
6872911 | Phase | 1 - 4" Ultrasonic | Uhland | 78640 | MASTER Harvest Crk. | 29.9686 | -97.8542 | Non-Lead - Plastic | No | After 2014 |  | Non-Lead - Plastic | After 2014 |  | Non-Lead | No | No |  | Multiple Family Residence | No | No | No | Tier 5
6872911 | Phase | 1 - 4" Ultrasonic | Uhland | 78640 | MASTER Harvest Crk. | 29.9686 | -97.8542 | Non-Lead - Plastic | No | After 2014 |  | Non-Lead - Plastic | After 2014 |  | Non-Lead | No | No |  | Multiple Family Residence | No | No | No | Tier 5
6872911 | Phase | 1 - 4" Ultrasonic | Uhland | 78640 | MASTER Harvest Crk. | 29.9686 | -97.8542 | Non-Lead - Plastic | No | After 2014 |  | Non-Lead - Plastic | After 2014 |  | Non-Lead | No | No |  | Multiple Family Residence | No | No | No | Tier 5
6872911 | Phase | 1 - 4" Ultrasonic | Uhland | 78640 | MASTER Harvest Crk. | 29.9686 | -97.8542 | Non-Lead - Plastic | No | After 2014 |  | Non-Lead - Plastic | After 2014 |  | Non-Lead | No | No |  | Multiple Family Residence | No | No | No | Tier 5
6872911 | Phase | 1 - 4" Ultrasonic | Uhland | 78640 | MASTER Harvest Crk. | 29.9686 | -97.8542 | Non-Lead - Plastic | No | After 2014 |  | Non-Lead - Plastic | After 2014 |  | Non-Lead | No | No |  | Multiple Family Residence | No | No | No | Tier 5
6872911 | Phase | 1 - 4" Ultrasonic | Uhland | 78640 | MASTER Harvest Crk. | 29.9686 | -97.8542 | Non-Lead - Plastic | No | After 2014 |  | Non-Lead - Plastic | After 2014 |  | Non-Lead | No | No |  | Multiple Family Residence | No | No | No | Tier 5
6872911 | Phase | 1 - 4" Ultrasonic | Uhland | 78640 | MASTER Harvest Crk. | 29.9686 | -97.8542 | Non-Lead - Plastic | No | After 2014 |  | Non-Lead - Plastic | After 2014 |  | Non-Lead | No | No |  | Multiple Family Residence | No | No | No | Tier 5
6872911 | Phase | 1 - 4" Ultrasonic | Uhland | 78640 | MASTER Harvest Crk. | 29.9686 | -97.8542 | Non-Lead - Plastic | No | After 2014 |  | Non-Lead - Plastic | After 2014 |  | Non-Lead | No | No |  | Multiple Family Residence | No | No | No | Tier 5
6872911 | Phase | 1 - 4" Ultrasonic | Uhland | 78640 | MASTER Harvest Crk. | 29.9686 | -97.8542 | Non-Lead - Plastic | No | After 2014 |  | Non-Lead - Plastic | After 2014 |  | Non-Lead | No | No |  | Multiple Family Residence | No | No | No | Tier 5
6872911 | Phase | 1 - 4" Ultrasonic | Uhland | 78640 | MASTER Harvest Crk. | 29.9686 | -97.8542 | Non-Lead - Plastic | No | After 2014 |  | Non-Lead - Plastic | After 2014 |  | Non-Lead | No | No |  | Multiple Family Residence | No | No | No | Tier 5
6872911 | Phase | 1 - 4" Ultrasonic | Uhland | 78640 | MASTER Harvest Crk. | 29.9686 | -97.8542 | Non-Lead - Plastic | No | After 2014 |  | Non-Lead - Plastic | After 2014 |  | Non-Lead | No | No |  | Multiple Family Residence | No | No | No | Tier 5
6872911 | Phase | 1 - 4" Ultrasonic | Uhland | 78640 | MASTER Harvest Crk. | 29.9686 | -97.8542 | Non-Lead - Plastic | No | After 2014 |  | Non-Lead - Plastic | After 2014 |  | Non-Lead | No | No |  | Multiple Family Residence | No | No | No | Tier 5
6872911 | Phase | 1 - 4" Ultrasonic | Uhland | 78640 | MASTER Harvest Crk. | 29.9686 | -97.8542 | Non-Lead - Plastic | No | After 2014 |  | Non-Lead - Plastic | After 2014 |  | Non-Lead | No | No |  | Multiple Family Residence | No | No | No | Tier 5
6872911 | Phase | 1 - 4" Ultrasonic | Uhland | 78640 | MASTER Harvest Crk. | 29.9686 | -97.8542 | Non-Lead - Plastic | No | After 2014 |  | Non-Lead - Plastic | After 2014 |  | Non-Lead | No | No |  | Multiple Family Residence | No | No | No | Tier 5
6872911 | Phase | 1 - 4" Ultrasonic | Uhland | 78640 | MASTER Harvest Crk. | 29.9686 | -97.8542 | Non-Lead - Plastic | No | After 2014 |  | Non-Lead - Plastic | After 2014 |  | Non-Lead | No | No |  | Multiple Family Residence | No | No | No | Tier 5
6872911 | Phase | 1 - 4" Ultrasonic | Uhland | 78640 | MASTER Harvest Crk. | 29.9686 | -97.8542 | Non-Lead - Plastic | No | After 2014 |  | Non-Lead - Plastic | After 2014 |  | Non-Lead | No | No |  | Multiple Family Residence | No | No | No | Tier 5
6872911 | Phase | 1 - 4" Ultrasonic | Uhland | 78640 | MASTER Harvest Crk. | 29.9686 | -97.8542 | Non-Lead - Plastic | No | After 2014 |  | Non-Lead - Plastic | After 2014 |  | Non-Lead | No | No |  | Multiple Family Residence | No | No | No | Tier 5
6872911 | Phase | 1 - 4" Ultrasonic | Uhland | 78640 | MASTER Harvest Crk. | 29.9686 | -97.8542 | Non-Lead - Plastic | No | After 2014 |  | Non-Lead - Plastic | After 2014 |  | Non-Lead | No | No |  | Multiple Family Residence | No | No | No | Tier 5
6872911 | Phase | 1 - 4" Ultrasonic | Uhland | 78640 | MASTER Harvest Crk. | 29.9686 | -97.8542 | Non-Lead - Plastic | No | After 2014 |  | Non-Lead - Plastic | After 2014 |  | Non-Lead | No | No |  | Multiple Family Residence | No | No | No | Tier 5
6872911 | Phase | 1 - 4" Ultrasonic | Uhland | 78640 | MASTER Harvest Crk. | 29.9686 | -97.8542 | Non-Lead - Plastic | No | After 2014 |  | Non-Lead - Plastic | After 2014 |  | Non-Lead | No | No |  | Multiple Family Residence | No | No | No | Tier 5
6872911 | Phase | 1 - 4" Ultrasonic | Uhland | 78640 | MASTER Harvest Crk. | 29.9686 | -97.8542 | Non-Lead - Plastic | No | After 2014 |  | Non-Lead - Plastic | After 2014 |  | Non-Lead | No | No |  | Multiple Family Residence | No | No | No | Tier 5
6872911 | Phase | 1 - 4" Ultrasonic | Uhland | 78640 | MASTER Harvest Crk. | 29.9686 | -97.8542 | Non-Lead - Plastic | No | After 2014 |  | Non-Lead - Plastic | After 2014 |  | Non-Lead | No | No |  | Multiple Family Residence | No | No | No | Tier 5
6872911 | Phase | 1 - 4" Ultrasonic | Uhland | 78640 | MASTER Harvest Crk. | 29.9686 | -97.8542 | Non-Lead - Plastic | No | After 2014 |  | Non-Lead - Plastic | After 2014 |  | Non-Lead | No | No |  | Multiple Family Residence | No | No | No | Tier 5
6872911 | Phase | 1 - 4" Ultrasonic | Uhland | 78640 | MASTER Harvest Crk. | 29.9686 | -97.8542 | Non-Lead - Plastic | No | After 2014 |  | Non-Lead - Plastic | After 2014 |  | Non-Lead | No | No |  | Multiple Family Residence | No | No | No | Tier 5
6872911 | Phase | 1 - 4" Ultrasonic | Uhland | 78640 | MASTER Harvest Crk. | 29.9686 | -97.8542 | Non-Lead - Plastic | No | After 2014 |  | Non-Lead - Plastic | After 2014 |  | Non-Lead | No | No |  | Multiple Family Residence | No | No | No | Tier 5
6872911 | Phase | 1 - 4" Ultrasonic | Uhland | 78640 | MASTER Harvest Crk. | 29.9686 | -97.8542 | Non-Lead - Plastic | No | After 2014 |  | Non-Lead - Plastic | After 2014 |  | Non-Lead | No | No |  | Multiple Family Residence | No | No | No | Tier 5
6872911 | Phase | 1 - 4" Ultrasonic | Uhland | 78640 | MASTER Harvest Crk. | 29.9686 | -97.8542 | Non-Lead - Plastic | No | After 2014 |  | Non-Lead - Plastic | After 2014 |  | Non-Lead | No | No |  | Multiple Family Residence | No | No | No | Tier 5
6872911 | Phase | 1 - 4" Ultrasonic | Uhland | 78640 | MASTER Harvest Crk. | 29.9686 | -97.8542 | Non-Lead - Plastic | No | After 2014 |  | Non-Lead - Plastic | After 2014 |  | Non-Lead | No | No |  | Multiple Family Residence | No | No | No | Tier 5
6872911 | Phase | 1 - 4" Ultrasonic | Uhland | 78640 | MASTER Harvest Crk. | 29.9686 | -97.8542 | Non-Lead - Plastic | No | After 2014 |  | Non-Lead - Plastic | After 2014 |  | Non-Lead | No | No |  | Multiple Family Residence | No | No | No | Tier 5
6872911 | Phase | 1 - 4" Ultrasonic | Uhland | 78640 | MASTER Harvest Crk. | 29.9686 | -97.8542 | Non-Lead - Plastic | No | After 2014 |  | Non-Lead - Plastic | After 2014 |  | Non-Lead | No | No |  | Multiple Family Residence | No | No | No | Tier 5
6872911 | Phase | 1 - 4" Ultrasonic | Uhland | 78640 | MASTER Harvest Crk. | 29.9686 | -97.8542 | Non-Lead - Plastic | No | After 2014 |  | Non-Lead - Plastic | After 2014 |  | Non-Lead | No | No |  | Multiple Family Residence | No | No | No | Tier 5
6872911 | Phase | 1 - 4" Ultrasonic | Uhland | 78640 | MASTER Harvest Crk. | 29.9686 | -97.8542 | Non-Lead - Plastic | No | After 2014 |  | Non-Lead - Plastic | After 2014 |  | Non-Lead | No | No |  | Multiple Family Residence | No | No | No | Tier 5
6872911 | Phase | 1 - 4" Ultrasonic | Uhland | 78640 | MASTER Harvest Crk. | 29.9686 | -97.8542 | Non-Lead - Plastic | No | After 2014 |  | Non-Lead - Plastic | After 2014 |  | Non-Lead | No | No |  | Multiple Family Residence | No | No | No | Tier 5
6872911 | Phase | 1 - 4" Ultrasonic | Uhland | 78640 | MASTER Harvest Crk. | 29.9686 | -97.8542 | Non-Lead - Plastic | No | After 2014 |  | Non-Lead - Plastic | After 2014 |  | Non-Lead | No | No |  | Multiple Family Residence | No | No | No | Tier 5
6872911 | Phase | 1 - 4" Ultrasonic | Uhland | 78640 | MASTER Harvest Crk. | 29.9686 | -97.8542 | Non-Lead - Plastic | No | After 2014 |  | Non-Lead - Plastic | After 2014 |  | Non-Lead | No | No |  | Multiple Family Residence | No | No | No | Tier 5
6872911 | Phase | 1 - 4" Ultrasonic | Uhland | 78640 | MASTER Harvest Crk. | 29.9686 | -97.8542 | Non-Lead - Plastic | No | After 2014 |  | Non-Lead - Plastic | After 2014 |  | Non-Lead | No | No |  | Multiple Family Residence | No | No | No | Tier 5
6872911 | Phase | 1 - 4" Ultrasonic | Uhland | 78640 | MASTER Harvest Crk. | 29.9686 | -97.8542 | Non-Lead - Plastic | No | After 2014 |  | Non-Lead - Plastic | After 2014 |  | Non-Lead | No | No |  | Multiple Family Residence | No | No | No | Tier 5
6872911 | Phase | 1 - 4" Ultrasonic | Uhland | 78640 | MASTER Harvest Crk. | 29.9686 | -97.8542 | Non-Lead - Plastic | No | After 2014 |  | Non-Lead - Plastic | After 2014 |  | Non-Lead | No | No |  | Multiple Family Residence | No | No | No | Tier 5
6872911 | Phase | 1 - 4" Ultrasonic | Uhland | 78640 | MASTER Harvest Crk. | 29.9686 | -97.8542 | Non-Lead - Plastic | No | After 2014 |  | Non-Lead - Plastic | After 2014 |  | Non-Lead | No | No |  | Multiple Family Residence | No | No | No | Tier 5
6872911 | Phase | 1 - 4" Ultrasonic | Uhland | 78640 | MASTER Harvest Crk. | 29.9686 | -97.8542 | Non-Lead - Plastic | No | After 2014 |  | Non-Lead - Plastic | After 2014 |  | Non-Lead | No | No |  | Multiple Family Residence | No | No | No | Tier 5
6872911 | Phase | 1 - 4" Ultrasonic | Uhland | 78640 | MASTER Harvest Crk. | 29.9686 | -97.8542 | Non-Lead - Plastic | No | After 2014 |  | Non-Lead - Plastic | After 2014 |  | Non-Lead | No | No |  | Multiple Family Residence | No | No | No | Tier 5
6872911 | Phase | 1 - 4" Ultrasonic | Uhland | 78640 | MASTER Harvest Crk. | 29.9686 | -97.8542 | Non-Lead - Plastic | No | After 2014 |  | Non-Lead - Plastic | After 2014 |  | Non-Lead | No | No |  | Multiple Family Residence | No | No | No | Tier 5
6872911 | Phase | 1 - 4" Ultrasonic | Uhland | 78640 | MASTER Harvest Crk. | 29.9686 | -97.8542 | Non-Lead - Plastic | No | After 2014 |  | Non-Lead - Plastic | After 2014 |  | Non-Lead | No | No |  | Multiple Family Residence | No | No | No | Tier 5
6872911 | Phase | 1 - 4" Ultrasonic | Uhland | 78640 | MASTER Harvest Crk. | 29.9686 | -97.8542 | Non-Lead - Plastic | No | After 2014 |  | Non-Lead - Plastic | After 2014 |  | Non-Lead | No | No |  | Multiple Family Residence | No | No | No | Tier 5
6872911 | Phase | 1 - 4" Ultrasonic | Uhland | 78640 | MASTER Harvest Crk. | 29.9686 | -97.8542 | Non-Lead - Plastic | No | After 2014 |  | Non-Lead - Plastic | After 2014 |  | Non-Lead | No | No |  | Multiple Family Residence | No | No | No | Tier 5
6872911 | Phase | 1 - 4" Ultrasonic | Uhland | 78640 | MASTER Harvest Crk. | 29.9686 | -97.8542 | Non-Lead - Plastic | No | After 2014 |  | Non-Lead - Plastic | After 2014 |  | Non-Lead | No | No |  | Multiple Family Residence | No | No | No | Tier 5
6872911 | Phase | 1 - 4" Ultrasonic | Uhland | 78640 | MASTER Harvest Crk. | 29.9686 | -97.8542 | Non-Lead - Plastic | No | After 2014 |  | Non-Lead - Plastic | After 2014 |  | Non-Lead | No | No |  | Multiple Family Residence | No | No | No | Tier 5
6872911 | Phase | 1 - 4" Ultrasonic | Uhland | 78640 | MASTER Harvest Crk. | 29.9686 | -97.8542 | Non-Lead - Plastic | No | After 2014 |  | Non-Lead - Plastic | After 2014 |  | Non-Lead | No | No |  | Multiple Family Residence | No | No | No | Tier 5
6872911 | Phase | 1 - 4" Ultrasonic | Uhland | 78640 | MASTER Harvest Crk. | 29.9686 | -97.8542 | Non-Lead - Plastic | No | After 2014 |  | Non-Lead - Plastic | After 2014 |  | Non-Lead | No | No |  | Multiple Family Residence | No | No | No | Tier 5
6872911 | Phase | 1 - 4" Ultrasonic | Uhland | 78640 | MASTER Harvest Crk. | 29.9686 | -97.8542 | Non-Lead - Plastic | No | After 2014 |  | Non-Lead - Plastic | After 2014 |  | Non-Lead | No | No |  | Multiple Family Residence | No | No | No | Tier 5
6872911 | Phase | 1 - 4" Ultrasonic | Uhland | 78640 | MASTER Harvest Crk. | 29.9686 | -97.8542 | Non-Lead - Plastic | No | After 2014 |  | Non-Lead - Plastic | After 2014 |  | Non-Lead | No | No |  | Multiple Family Residence | No | No | No | Tier 5
6872911 | Phase | 1 - 4" Ultrasonic | Uhland | 78640 | MASTER Harvest Crk. | 29.9686 | -97.8542 | Non-Lead - Plastic | No | After 2014 |  | Non-Lead - Plastic | After 2014 |  | Non-Lead | No | No |  | Multiple Family Residence | No | No | No | Tier 5
6872911 | Phase | 1 - 4" Ultrasonic | Uhland | 78640 | MASTER Harvest Crk. | 29.9686 | -97.8542 | Non-Lead - Plastic | No | After 2014 |  | Non-Lead - Plastic | After 2014 |  | Non-Lead | No | No |  | Multiple Family Residence | No | No | No | Tier 5
6872911 | Phase | 1 - 4" Ultrasonic | Uhland | 78640 | MASTER Harvest Crk. | 29.9686 | -97.8542 | Non-Lead - Plastic | No | After 2014 |  | Non-Lead - Plastic | After 2014 |  | Non-Lead | No | No |  | Multiple Family Residence | No | No | No | Tier 5
6872911 | Phase | 1 - 4" Ultrasonic | Uhland | 78640 | MASTER Harvest Crk. | 29.9686 | -97.8542 | Non-Lead - Plastic | No | After 2014 |  | Non-Lead - Plastic | After 2014 |  | Non-Lead | No | No |  | Multiple Family Residence | No | No | No | Tier 5
6872911 | Phase | 1 - 4" Ultrasonic | Uhland | 78640 | MASTER Harvest Crk. | 29.9686 | -97.8542 | Non-Lead - Plastic | No | After 2014 |  | Non-Lead - Plastic | After 2014 |  | Non-Lead | No | No |  | Multiple Family Residence | No | No | No | Tier 5
6872911 | Phase | 1 - 4" Ultrasonic | Uhland | 78640 | MASTER Harvest Crk. | 29.9686 | -97.8542 | Non-Lead - Plastic | No | After 2014 |  | Non-Lead - Plastic | After 2014 |  | Non-Lead | No | No |  | Multiple Family Residence | No | No | No | Tier 5
6872911 | Phase | 1 - 4" Ultrasonic | Uhland | 78640 | MASTER Harvest Crk. | 29.9686 | -97.8542 | Non-Lead - Plastic | No | After 2014 |  | Non-Lead - Plastic | After 2014 |  | Non-Lead | No | No |  | Multiple Family Residence | No | No | No | Tier 5
6872911 | Phase | 1 - 4" Ultrasonic | Uhland | 78640 | MASTER Harvest Crk. | 29.9686 | -97.8542 | Non-Lead - Plastic | No | After 2014 |  | Non-Lead - Plastic | After 2014 |  | Non-Lead | No | No |  | Multiple Family Residence | No | No | No | Tier 5
6872911 | Phase | 1 - 4" Ultrasonic | Uhland | 78640 | MASTER Harvest Crk. | 29.9686 | -97.8542 | Non-Lead - Plastic | No | After 2014 |  | Non-Lead - Plastic | After 2014 |  | Non-Lead | No | No |  | Multiple Family Residence | No | No | No | Tier 5
6872911 | Phase | 1 - 4" Ultrasonic | Uhland | 78640 | MASTER Harvest Crk. | 29.9686 | -97.8542 | Non-Lead - Plastic | No | After 2014 |  | Non-Lead - Plastic | After 2014 |  | Non-Lead | No | No |  | Multiple Family Residence | No | No | No | Tier 5
6872911 | Phase | 1 - 4" Ultrasonic | Uhland | 78640 | MASTER Harvest Crk. | 29.9686 | -97.8542 | Non-Lead - Plastic | No | After 2014 |  | Non-Lead - Plastic | After 2014 |  | Non-Lead | No | No |  | Multiple Family Residence | No | No | No | Tier 5
6872911 | Phase | 1 - 4" Ultrasonic | Uhland | 78640 | MASTER Harvest Crk. | 29.9686 | -97.8542 | Non-Lead - Plastic | No | After 2014 |  | Non-Lead - Plastic | After 2014 |  | Non-Lead | No | No |  | Multiple Family Residence | No | No | No | Tier 5
6872911 | Phase | 1 - 4" Ultrasonic | Uhland | 78640 | MASTER Harvest Crk. | 29.9686 | -97.8542 | Non-Lead - Plastic | No | After 2014 |  | Non-Lead - Plastic | After 2014 |  | Non-Lead | No | No |  | Multiple Family Residence | No | No | No | Tier 5
6872911 | Phase | 1 - 4" Ultrasonic | Uhland | 78640 | MASTER Harvest Crk. | 29.9686 | -97.8542 | Non-Lead - Plastic | No | After 2014 |  | Non-Lead - Plastic | After 2014 |  | Non-Lead | No | No |  | Multiple Family Residence | No | No | No | Tier 5
6872911 | Phase | 1 - 4" Ultrasonic | Uhland | 78640 | MASTER Harvest Crk. | 29.9686 | -97.8542 | Non-Lead - Plastic | No | After 2014 |  | Non-Lead - Plastic | After 2014 |  | Non-Lead | No | No |  | Multiple Family Residence | No | No | No | Tier 5
6872911 | Phase | 1 - 4" Ultrasonic | Uhland | 78640 | MASTER Harvest Crk. | 29.9686 | -97.8542 | Non-Lead - Plastic | No | After 2014 |  | Non-Lead - Plastic | After 2014 |  | Non-Lead | No | No |  | Multiple Family Residence | No | No | No | Tier 5
6872911 | Phase | 1 - 4" Ultrasonic | Uhland | 78640 | MASTER Harvest Crk. | 29.9686 | -97.8542 | Non-Lead - Plastic | No | After 2014 |  | Non-Lead - Plastic | After 2014 |  | Non-Lead | No | No |  | Multiple Family Residence | No | No | No | Tier 5
6872911 | Phase | 1 - 4" Ultrasonic | Uhland | 78640 | MASTER Harvest Crk. | 29.9686 | -97.8542 | Non-Lead - Plastic | No | After 2014 |  | Non-Lead - Plastic | After 2014 |  | Non-Lead | No | No |  | Multiple Family Residence | No | No | No | Tier 5
6872911 | Phase | 1 - 4" Ultrasonic | Uhland | 78640 | MASTER Harvest Crk. | 29.9686 | -97.8542 | Non-Lead - Plastic | No | After 2014 |  | Non-Lead - Plastic | After 2014 |  | Non-Lead | No | No |  | Multiple Family Residence | No | No | No | Tier 5
6872911 | Phase | 1 - 4" Ultrasonic | Uhland | 78640 | MASTER Harvest Crk. | 29.9686 | -97.8542 | Non-Lead - Plastic | No | After 2014 |  | Non-Lead - Plastic | After 2014 |  | Non-Lead | No | No |  | Multiple Family Residence | No | No | No | Tier 5
6872911 | Phase | 1 - 4" Ultrasonic | Uhland | 78640 | MASTER Harvest Crk. | 29.9686 | -97.8542 | Non-Lead - Plastic | No | After 2014 |  | Non-Lead - Plastic | After 2014 |  | Non-Lead | No | No |  | Multiple Family Residence | No | No | No | Tier 5
6872911 | Phase | 1 - 4" Ultrasonic | Uhland | 78640 | MASTER Harvest Crk. | 29.9686 | -97.8542 | Non-Lead - Plastic | No | After 2014 |  | Non-Lead - Plastic | After 2014 |  | Non-Lead | No | No |  | Multiple Family Residence | No | No | No | Tier 5
6872911 | Phase | 1 - 4" Ultrasonic | Uhland | 78640 | MASTER Harvest Crk. | 29.9686 | -97.8542 | Non-Lead - Plastic | No | After 2014 |  | Non-Lead - Plastic | After 2014 |  | Non-Lead | No | No |  | Multiple Family Residence | No | No | No | Tier 5
6872911 | Phase | 1 - 4" Ultrasonic | Uhland | 78640 | MASTER Harvest Crk. | 29.9686 | -97.8542 | Non-Lead - Plastic | No | After 2014 |  | Non-Lead - Plastic | After 2014 |  | Non-Lead | No | No |  | Multiple Family Residence | No | No | No | Tier 5
6872911 | Phase | 1 - 4" Ultrasonic | Uhland | 78640 | MASTER Harvest Crk. | 29.9686 | -97.8542 | Non-Lead - Plastic | No | After 2014 |  | Non-Lead - Plastic | After 2014 |  | Non-Lead | No | No |  | Multiple Family Residence | No | No | No | Tier 5
6872911 | Phase | 1 - 4" Ultrasonic | Uhland | 78640 | MASTER Harvest Crk. | 29.9686 | -97.8542 | Non-Lead - Plastic | No | After 2014 |  | Non-Lead - Plastic | After 2014 |  | Non-Lead | No | No |  | Multiple Family Residence | No | No | No | Tier 5
6872911 | Phase | 1 - 4" Ultrasonic | Uhland | 78640 | MASTER Harvest Crk. | 29.9686 | -97.8542 | Non-Lead - Plastic | No | After 2014 |  | Non-Lead - Plastic | After 2014 |  | Non-Lead | No | No |  | Multiple Family Residence | No | No | No | Tier 5
6872911 | Phase | 1 - 4" Ultrasonic | Uhland | 78640 | MASTER Harvest Crk. | 29.9686 | -97.8542 | Non-Lead - Plastic | No | After 2014 |  | Non-Lead - Plastic | After 2014 |  | Non-Lead | No | No |  | Multiple Family Residence | No | No | No | Tier 5
6872911 | Phase | 1 - 4" Ultrasonic | Uhland | 78640 | MASTER Harvest Crk. | 29.9686 | -97.8542 | Non-Lead - Plastic | No | After 2014 |  | Non-Lead - Plastic | After 2014 |  | Non-Lead | No | No |  | Multiple Family Residence | No | No | No | Tier 5
6872911 | Phase | 1 - 4" Ultrasonic | Uhland | 78640 | MASTER Harvest Crk. | 29.9686 | -97.8542 | Non-Lead - Plastic | No | After 2014 |  | Non-Lead - Plastic | After 2014 |  | Non-Lead | No | No |  | Multiple Family Residence | No | No | No | Tier 5
6872911 | Phase | 1 - 4" Ultrasonic | Uhland | 78640 | MASTER Harvest Crk. | 29.9686 | -97.8542 | Non-Lead - Plastic | No | After 2014 |  | Non-Lead - Plastic | After 2014 |  | Non-Lead | No | No |  | Multiple Family Residence | No | No | No | Tier 5
6872911 | Phase | 1 - 4" Ultrasonic | Uhland | 78640 | MASTER Harvest Crk. | 29.9686 | -97.8542 | Non-Lead - Plastic | No | After 2014 |  | Non-Lead - Plastic | After 2014 |  | Non-Lead | No | No |  | Multiple Family Residence | No | No | No | Tier 5
6872911 | Phase | 1 - 4" Ultrasonic | Uhland | 78640 | MASTER Harvest Crk. | 29.9686 | -97.8542 | Non-Lead - Plastic | No | After 2014 |  | Non-Lead - Plastic | After 2014 |  | Non-Lead | No | No |  | Multiple Family Residence | No | No | No | Tier 5
6872911 | Phase | 1 - 4" Ultrasonic | Uhland | 78640 | MASTER Harvest Crk. | 29.9686 | -97.8542 | Non-Lead - Plastic | No | After 2014 |  | Non-Lead - Plastic | After 2014 |  | Non-Lead | No | No |  | Multiple Family Residence | No | No | No | Tier 5
6872911 | Phase | 1 - 4" Ultrasonic | Uhland | 78640 | MASTER Harvest Crk. | 29.9686 | -97.8542 | Non-Lead - Plastic | No | After 2014 |  | Non-Lead - Plastic | After 2014 |  | Non-Lead | No | No |  | Multiple Family Residence | No | No | No | Tier 5
6872911 | Phase | 1 - 4" Ultrasonic | Uhland | 78640 | MASTER Harvest Crk. | 29.9686 | -97.8542 | Non-Lead - Plastic | No | After 2014 |  | Non-Lead - Plastic | After 2014 |  | Non-Lead | No | No |  | Multiple Family Residence | No | No | No | Tier 5
6872911 | Phase | 1 - 4" Ultrasonic | Uhland | 78640 | MASTER Harvest Crk. | 29.9686 | -97.8542 | Non-Lead - Plastic | No | After 2014 |  | Non-Lead - Plastic | After 2014 |  | Non-Lead | No | No |  | Multiple Family Residence | No | No | No | Tier 5
6872911 | Phase | 1 - 4" Ultrasonic | Uhland | 78640 | MASTER Harvest Crk. | 29.9686 | -97.8542 | Non-Lead - Plastic | No | After 2014 |  | Non-Lead - Plastic | After 2014 |  | Non-Lead | No | No |  | Multiple Family Residence | No | No | No | Tier 5
6872911 | Phase | 1 - 4" Ultrasonic | Uhland | 78640 | MASTER Harvest Crk. | 29.9686 | -97.8542 | Non-Lead - Plastic | No | After 2014 |  | Non-Lead - Plastic | After 2014 |  | Non-Lead | No | No |  | Multiple Family Residence | No | No | No | Tier 5
6872911 | Phase | 1 - 4" Ultrasonic | Uhland | 78640 | MASTER Harvest Crk. | 29.9686 | -97.8542 | Non-Lead - Plastic | No | After 2014 |  | Non-Lead - Plastic | After 2014 |  | Non-Lead | No | No |  | Multiple Family Residence | No | No | No | Tier 5
6872911 | Phase | 1 - 4" Ultrasonic | Uhland | 78640 | MASTER Harvest Crk. | 29.9686 | -97.8542 | Non-Lead - Plastic | No | After 2014 |  | Non-Lead - Plastic | After 2014 |  | Non-Lead | No | No |  | Multiple Family Residence | No | No | No | Tier 5
6872911 | Phase | 1 - 4" Ultrasonic | Uhland | 78640 | MASTER Harvest Crk. | 29.9686 | -97.8542 | Non-Lead - Plastic | No | After 2014 |  | Non-Lead - Plastic | After 2014 |  | Non-Lead | No | No |  | Multiple Family Residence | No | No | No | Tier 5
6872911 | Phase | 1 - 4" Ultrasonic | Uhland | 78640 | MASTER Harvest Crk. | 29.9686 | -97.8542 | Non-Lead - Plastic | No | After 2014 |  | Non-Lead - Plastic | After 2014 |  | Non-Lead | No | No |  | Multiple Family Residence | No | No | No | Tier 5
6872911 | Phase | 1 - 4" Ultrasonic | Uhland | 78640 | MASTER Harvest Crk. | 29.9686 | -97.8542 | Non-Lead - Plastic | No | After 2014 |  | Non-Lead - Plastic | After 2014 |  | Non-Lead | No | No |  | Multiple Family Residence | No | No | No | Tier 5
6872911 | Phase | 1 - 4" Ultrasonic | Uhland | 78640 | MASTER Harvest Crk. | 29.9686 | -97.8542 | Non-Lead - Plastic | No | After 2014 |  | Non-Lead - Plastic | After 2014 |  | Non-Lead | No | No |  | Multiple Family Residence | No | No | No | Tier 5
6872911 | Phase | 1 - 4" Ultrasonic | Uhland | 78640 | MASTER Harvest Crk. | 29.9686 | -97.8542 | Non-Lead - Plastic | No | After 2014 |  | Non-Lead - Plastic | After 2014 |  | Non-Lead | No | No |  | Multiple Family Residence | No | No | No | Tier 5
6872911 | Phase | 1 - 4" Ultrasonic | Uhland | 78640 | MASTER Harvest Crk. | 29.9686 | -97.8542 | Non-Lead - Plastic | No | After 2014 |  | Non-Lead - Plastic | After 2014 |  | Non-Lead | No | No |  | Multiple Family Residence | No | No | No | Tier 5
6872911 | Phase | 1 - 4" Ultrasonic | Uhland | 78640 | MASTER Harvest Crk. | 29.9686 | -97.8542 | Non-Lead - Plastic | No | After 2014 |  | Non-Lead - Plastic | After 2014 |  | Non-Lead | No | No |  | Multiple Family Residence | No | No | No | Tier 5
6872911 | Phase | 1 - 4" Ultrasonic | Uhland | 78640 | MASTER Harvest Crk. | 29.9686 | -97.8542 | Non-Lead - Plastic | No | After 2014 |  | Non-Lead - Plastic | After 2014 |  | Non-Lead | No | No |  | Multiple Family Residence | No | No | No | Tier 5
6872911 | Phase | 1 - 4" Ultrasonic | Uhland | 78640 | MASTER Harvest Crk. | 29.9686 | -97.8542 | Non-Lead - Plastic | No | After 2014 |  | Non-Lead - Plastic | After 2014 |  | Non-Lead | No | No |  | Multiple Family Residence | No | No | No | Tier 5
6872911 | Phase | 1 - 4" Ultrasonic | Uhland | 78640 | MASTER Harvest Crk. | 29.9686 | -97.8542 | Non-Lead - Plastic | No | After 2014 |  | Non-Lead - Plastic | After 2014 |  | Non-Lead | No | No |  | Multiple Family Residence | No | No | No | Tier 5
6872911 | Phase | 1 - 4" Ultrasonic | Uhland | 78640 | MASTER Harvest Crk. | 29.9686 | -97.8542 | Non-Lead - Plastic | No | After 2014 |  | Non-Lead - Plastic | After 2014 |  | Non-Lead | No | No |  | Multiple Family Residence | No | No | No | Tier 5
6872911 | Phase | 1 - 4" Ultrasonic | Uhland | 78640 | MASTER Harvest Crk. | 29.9686 | -97.8542 | Non-Lead - Plastic | No | After 2014 |  | Non-Lead - Plastic | After 2014 |  | Non-Lead | No | No |  | Multiple Family Residence | No | No | No | Tier 5
6872911 | Phase | 1 - 4" Ultrasonic | Uhland | 78640 | MASTER Harvest Crk. | 29.9686 | -97.8542 | Non-Lead - Plastic | No | After 2014 |  | Non-Lead - Plastic | After 2014 |  | Non-Lead | No | No |  | Multiple Family Residence | No | No | No | Tier 5
6872911 | Phase | 1 - 4" Ultrasonic | Uhland | 78640 | MASTER Harvest Crk. | 29.9686 | -97.8542 | Non-Lead - Plastic | No | After 2014 |  | Non-Lead - Plastic | After 2014 |  | Non-Lead | No | No |  | Multiple Family Residence | No | No | No | Tier 5
6872911 | Phase | 1 - 4" Ultrasonic | Uhland | 78640 | MASTER Harvest Crk. | 29.9686 | -97.8542 | Non-Lead - Plastic | No | After 2014 |  | Non-Lead - Plastic | After 2014 |  | Non-Lead | No | No |  | Multiple Family Residence | No | No | No | Tier 5
6872911 | Phase | 1 - 4" Ultrasonic | Uhland | 78640 | MASTER Harvest Crk. | 29.9686 | -97.8542 | Non-Lead - Plastic | No | After 2014 |  | Non-Lead - Plastic | After 2014 |  | Non-Lead | No | No |  | Multiple Family Residence | No | No | No | Tier 5
6872911 | Phase | 1 - 4" Ultrasonic | Uhland | 78640 | MASTER Harvest Crk. | 29.9686 | -97.8542 | Non-Lead - Plastic | No | After 2014 |  | Non-Lead - Plastic | After 2014 |  | Non-Lead | No | No |  | Multiple Family Residence | No | No | No | Tier 5
6872911 | Phase | 1 - 4" Ultrasonic | Uhland | 78640 | MASTER Harvest Crk. | 29.9686 | -97.8542 | Non-Lead - Plastic | No | After 2014 |  | Non-Lead - Plastic | After 2014 |  | Non-Lead | No | No |  | Multiple Family Residence | No | No | No | Tier 5
6872911 | Phase | 1 - 4" Ultrasonic | Uhland | 78640 | MASTER Harvest Crk. | 29.9686 | -97.8542 | Non-Lead - Plastic | No | After 2014 |  | Non-Lead - Plastic | After 2014 |  | Non-Lead | No | No |  | Multiple Family Residence | No | No | No | Tier 5
6872911 | Phase | 1 - 4" Ultrasonic | Uhland | 78640 | MASTER Harvest Crk. | 29.9686 | -97.8542 | Non-Lead - Plastic | No | After 2014 |  | Non-Lead - Plastic | After 2014 |  | Non-Lead | No | No |  | Multiple Family Residence | No | No | No | Tier 5
6872911 | Phase | 1 - 4" Ultrasonic | Uhland | 78640 | MASTER Harvest Crk. | 29.9686 | -97.8542 | Non-Lead - Plastic | No | After 2014 |  | Non-Lead - Plastic | After 2014 |  | Non-Lead | No | No |  | Multiple Family Residence | No | No | No | Tier 5
6872911 | Phase | 1 - 4" Ultrasonic | Uhland | 78640 | MASTER Harvest Crk. | 29.9686 | -97.8542 | Non-Lead - Plastic | No | After 2014 |  | Non-Lead - Plastic | After 2014 |  | Non-Lead | No | No |  | Multiple Family Residence | No | No | No | Tier 5
6872911 | Phase | 1 - 4" Ultrasonic | Uhland | 78640 | MASTER Harvest Crk. | 29.9686 | -97.8542 | Non-Lead - Plastic | No | After 2014 |  | Non-Lead - Plastic | After 2014 |  | Non-Lead | No | No |  | Multiple Family Residence | No | No | No | Tier 5
6872911 | Phase | 1 - 4" Ultrasonic | Uhland | 78640 | MASTER Harvest Crk. | 29.9686 | -97.8542 | Non-Lead - Plastic | No | After 2014 |  | Non-Lead - Plastic | After 2014 |  | Non-Lead | No | No |  | Multiple Family Residence | No | No | No | Tier 5
6872911 | Phase | 1 - 4" Ultrasonic | Uhland | 78640 | MASTER Harvest Crk. | 29.9686 | -97.8542 | Non-Lead - Plastic | No | After 2014 |  | Non-Lead - Plastic | After 2014 |  | Non-Lead | No | No |  | Multiple Family Residence | No | No | No | Tier 5
6872911 | Phase | 1 - 4" Ultrasonic | Uhland | 78640 | MASTER Harvest Crk. | 29.9686 | -97.8542 | Non-Lead - Plastic | No | After 2014 |  | Non-Lead - Plastic | After 2014 |  | Non-Lead | No | No |  | Multiple Family Residence | No | No | No | Tier 5
6872911 | Phase | 1 - 4" Ultrasonic | Uhland | 78640 | MASTER Harvest Crk. | 29.9686 | -97.8542 | Non-Lead - Plastic | No | After 2014 |  | Non-Lead - Plastic | After 2014 |  | Non-Lead | No | No |  | Multiple Family Residence | No | No | No | Tier 5
6872911 | Phase | 1 - 4" Ultrasonic | Uhland | 78640 | MASTER Harvest Crk. | 29.9686 | -97.8542 | Non-Lead - Plastic | No | After 2014 |  | Non-Lead - Plastic | After 2014 |  | Non-Lead | No | No |  | Multiple Family Residence | No | No | No | Tier 5
6872911 | Phase | 1 - 4" Ultrasonic | Uhland | 78640 | MASTER Harvest Crk. | 29.9686 | -97.8542 | Non-Lead - Plastic | No | After 2014 |  | Non-Lead - Plastic | After 2014 |  | Non-Lead | No | No |  | Multiple Family Residence | No | No | No | Tier 5
6872911 | Phase | 1 - 4" Ultrasonic | Uhland | 78640 | MASTER Harvest Crk. | 29.9686 | -97.8542 | Non-Lead - Plastic | No | After 2014 |  | Non-Lead - Plastic | After 2014 |  | Non-Lead | No | No |  | Multiple Family Residence | No | No | No | Tier 5
6872911 | Phase | 1 - 4" Ultrasonic | Uhland | 78640 | MASTER Harvest Crk. | 29.9686 | -97.8542 | Non-Lead - Plastic | No | After 2014 |  | Non-Lead - Plastic | After 2014 |  | Non-Lead | No | No |  | Multiple Family Residence | No | No | No | Tier 5
6872911 | Phase | 1 - 4" Ultrasonic | Uhland | 78640 | MASTER Harvest Crk. | 29.9686 | -97.8542 | Non-Lead - Plastic | No | After 2014 |  | Non-Lead - Plastic | After 2014 |  | Non-Lead | No | No |  | Multiple Family Residence | No | No | No | Tier 5
6872911 | Phase | 1 - 4" Ultrasonic | Uhland | 78640 | MASTER Harvest Crk. | 29.9686 | -97.8542 | Non-Lead - Plastic | No | After 2014 |  | Non-Lead - Plastic | After 2014 |  | Non-Lead | No | No |  | Multiple Family Residence | No | No | No | Tier 5
6872911 | Phase | 1 - 4" Ultrasonic | Uhland | 78640 | MASTER Harvest Crk. | 29.9686 | -97.8542 | Non-Lead - Plastic | No | After 2014 |  | Non-Lead - Plastic | After 2014 |  | Non-Lead | No | No |  | Multiple Family Residence | No | No | No | Tier 5
6872911 | Phase | 1 - 4" Ultrasonic | Uhland | 78640 | MASTER Harvest Crk. | 29.9686 | -97.8542 | Non-Lead - Plastic | No | After 2014 |  | Non-Lead - Plastic | After 2014 |  | Non-Lead | No | No |  | Multiple Family Residence | No | No | No | Tier 5
6872911 | Phase | 1 - 4" Ultrasonic | Uhland | 78640 | MASTER Harvest Crk. | 29.9686 | -97.8542 | Non-Lead - Plastic | No | After 2014 |  | Non-Lead - Plastic | After 2014 |  | Non-Lead | No | No |  | Multiple Family Residence | No | No | No | Tier 5
6872911 | Phase | 1 - 4" Ultrasonic | Uhland | 78640 | MASTER Harvest Crk. | 29.9686 | -97.8542 | Non-Lead - Plastic | No | After 2014 |  | Non-Lead - Plastic | After 2014 |  | Non-Lead | No | No |  | Multiple Family Residence | No | No | No | Tier 5
6872911 | Phase | 1 - 4" Ultrasonic | Uhland | 78640 | MASTER Harvest Crk. | 29.9686 | -97.8542 | Non-Lead - Plastic | No | After 2014 |  | Non-Lead - Plastic | After 2014 |  | Non-Lead | No | No |  | Multiple Family Residence | No | No | No | Tier 5
6872911 | Phase | 1 - 4" Ultrasonic | Uhland | 78640 | MASTER Harvest Crk. | 29.9686 | -97.8542 | Non-Lead - Plastic | No | After 2014 |  | Non-Lead - Plastic | After 2014 |  | Non-Lead | No | No |  | Multiple Family Residence | No | No | No | Tier 5
6872911 | Phase | 1 - 4" Ultrasonic | Uhland | 78640 | MASTER Harvest Crk. | 29.9686 | -97.8542 | Non-Lead - Plastic | No | After 2014 |  | Non-Lead - Plastic | After 2014 |  | Non-Lead | No | No |  | Multiple Family Residence | No | No | No | Tier 5
6872911 | Phase | 1 - 4" Ultrasonic | Uhland | 78640 | MASTER Harvest Crk. | 29.9686 | -97.8542 | Non-Lead - Plastic | No | After 2014 |  | Non-Lead - Plastic | After 2014 |  | Non-Lead | No | No |  | Multiple Family Residence | No | No | No | Tier 5
6872911 | Phase | 1 - 4" Ultrasonic | Uhland | 78640 | MASTER Harvest Crk. | 29.9686 | -97.8542 | Non-Lead - Plastic | No | After 2014 |  | Non-Lead - Plastic | After 2014 |  | Non-Lead | No | No |  | Multiple Family Residence | No | No | No | Tier 5
6872911 | Phase | 1 - 4" Ultrasonic | Uhland | 78640 | MASTER Harvest Crk. | 29.9686 | -97.8542 | Non-Lead - Plastic | No | After 2014 |  | Non-Lead - Plastic | After 2014 |  | Non-Lead | No | No |  | Multiple Family Residence | No | No | No | Tier 5
6872911 | Phase | 1 - 4" Ultrasonic | Uhland | 78640 | MASTER Harvest Crk. | 29.9686 | -97.8542 | Non-Lead - Plastic | No | After 2014 |  | Non-Lead - Plastic | After 2014 |  | Non-Lead | No | No |  | Multiple Family Residence | No | No | No | Tier 5
6872911 | Phase | 1 - 4" Ultrasonic | Uhland | 78640 | MASTER Harvest Crk. | 29.9686 | -97.8542 | Non-Lead - Plastic | No | After 2014 |  | Non-Lead - Plastic | After 2014 |  | Non-Lead | No | No |  | Multiple Family Residence | No | No | No | Tier 5
6872911 | Phase | 1 - 4" Ultrasonic | Uhland | 78640 | MASTER Harvest Crk. | 29.9686 | -97.8542 | Non-Lead - Plastic | No | After 2014 |  | Non-Lead - Plastic | After 2014 |  | Non-Lead | No | No |  | Multiple Family Residence | No | No | No | Tier 5
6872911 | Phase | 1 - 4" Ultrasonic | Uhland | 78640 | MASTER Harvest Crk. | 29.9686 | -97.8542 | Non-Lead - Plastic | No | After 2014 |  | Non-Lead - Plastic | After 2014 |  | Non-Lead | No | No |  | Multiple Family Residence | No | No | No | Tier 5
6872911 | Phase | 1 - 4" Ultrasonic | Uhland | 78640 | MASTER Harvest Crk. | 29.9686 | -97.8542 | Non-Lead - Plastic | No | After 2014 |  | Non-Lead - Plastic | After 2014 |  | Non-Lead | No | No |  | Multiple Family Residence | No | No | No | Tier 5
6872911 | Phase | 1 - 4" Ultrasonic | Uhland | 78640 | MASTER Harvest Crk. | 29.9686 | -97.8542 | Non-Lead - Plastic | No | After 2014 |  | Non-Lead - Plastic | After 2014 |  | Non-Lead | No | No |  | Multiple Family Residence | No | No | No | Tier 5
6872911 | Phase | 1 - 4" Ultrasonic | Uhland | 78640 | MASTER Harvest Crk. | 29.9686 | -97.8542 | Non-Lead - Plastic | No | After 2014 |  | Non-Lead - Plastic | After 2014 |  | Non-Lead | No | No |  | Multiple Family Residence | No | No | No | Tier 5
6872911 | Phase | 1 - 4" Ultrasonic | Uhland | 78640 | MASTER Harvest Crk. | 29.9686 | -97.8542 | Non-Lead - Plastic | No | After 2014 |  | Non-Lead - Plastic | After 2014 |  | Non-Lead | No | No |  | Multiple Family Residence | No | No | No | Tier 5
6872911 | Phase | 1 - 4" Ultrasonic | Uhland | 78640 | MASTER Harvest Crk. | 29.9686 | -97.8542 | Non-Lead - Plastic | No | After 2014 |  | Non-Lead - Plastic | After 2014 |  | Non-Lead | No | No |  | Multiple Family Residence | No | No | No | Tier 5
6872911 | Phase | 1 - 4" Ultrasonic | Uhland | 78640 | MASTER Harvest Crk. | 29.9686 | -97.8542 | Non-Lead - Plastic | No | After 2014 |  | Non-Lead - Plastic | After 2014 |  | Non-Lead | No | No |  | Multiple Family Residence | No | No | No | Tier 5
6872911 | Phase | 1 - 4" Ultrasonic | Uhland | 78640 | MASTER Harvest Crk. | 29.9686 | -97.8542 | Non-Lead - Plastic | No | After 2014 |  | Non-Lead - Plastic | After 2014 |  | Non-Lead | No | No |  | Multiple Family Residence | No | No | No | Tier 5
6872911 | Phase | 1 - 4" Ultrasonic | Uhland | 78640 | MASTER Harvest Crk. | 29.9686 | -97.8542 | Non-Lead - Plastic | No | After 2014 |  | Non-Lead - Plastic | After 2014 |  | Non-Lead | No | No |  | Multiple Family Residence | No | No | No | Tier 5
6872911 | Phase | 1 - 4" Ultrasonic | Uhland | 78640 | MASTER Harvest Crk. | 29.9686 | -97.8542 | Non-Lead - Plastic | No | After 2014 |  | Non-Lead - Plastic | After 2014 |  | Non-Lead | No | No |  | Multiple Family Residence | No | No | No | Tier 5
6872911 | Phase | 1 - 4" Ultrasonic | Uhland | 78640 | MASTER Harvest Crk. | 29.9686 | -97.8542 | Non-Lead - Plastic | No | After 2014 |  | Non-Lead - Plastic | After 2014 |  | Non-Lead | No | No |  | Multiple Family Residence | No | No | No | Tier 5
6872911 | Phase | 1 - 4" Ultrasonic | Uhland | 78640 | MASTER Harvest Crk. | 29.9686 | -97.8542 | Non-Lead - Plastic | No | After 2014 |  | Non-Lead - Plastic | After 2014 |  | Non-Lead | No | No |  | Multiple Family Residence | No | No | No | Tier 5
6872911 | Phase | 1 - 4" Ultrasonic | Uhland | 78640 | MASTER Harvest Crk. | 29.9686 | -97.8542 | Non-Lead - Plastic | No | After 2014 |  | Non-Lead - Plastic | After 2014 |  | Non-Lead | No | No |  | Multiple Family Residence | No | No | No | Tier 5
6872911 | Phase | 1 - 4" Ultrasonic | Uhland | 78640 | MASTER Harvest Crk. | 29.9686 | -97.8542 | Non-Lead - Plastic | No | After 2014 |  | Non-Lead - Plastic | After 2014 |  | Non-Lead | No | No |  | Multiple Family Residence | No | No | No | Tier 5
6872911 | Phase | 1 - 4" Ultrasonic | Uhland | 78640 | MASTER Harvest Crk. | 29.9686 | -97.8542 | Non-Lead - Plastic | No | After 2014 |  | Non-Lead - Plastic | After 2014 |  | Non-Lead | No | No |  | Multiple Family Residence | No | No | No | Tier 5
6872911 | Phase | 1 - 4" Ultrasonic | Uhland | 78640 | MASTER Harvest Crk. | 29.9686 | -97.8542 | Non-Lead - Plastic | No | After 2014 |  | Non-Lead - Plastic | After 2014 |  | Non-Lead | No | No |  | Multiple Family Residence | No | No | No | Tier 5
6872911 | Phase | 1 - 4" Ultrasonic | Uhland | 78640 | MASTER Harvest Crk. | 29.9686 | -97.8542 | Non-Lead - Plastic | No | After 2014 |  | Non-Lead - Plastic | After 2014 |  | Non-Lead | No | No |  | Multiple Family Residence | No | No | No | Tier 5
6872911 | Phase | 1 - 4" Ultrasonic | Uhland | 78640 | MASTER Harvest Crk. | 29.9686 | -97.8542 | Non-Lead - Plastic | No | After 2014 |  | Non-Lead - Plastic | After 2014 |  | Non-Lead | No | No |  | Multiple Family Residence | No | No | No | Tier 5
6872911 | Phase | 1 - 4" Ultrasonic | Uhland | 78640 | MASTER Harvest Crk. | 29.9686 | -97.8542 | Non-Lead - Plastic | No | After 2014 |  | Non-Lead - Plastic | After 2014 |  | Non-Lead | No | No |  | Multiple Family Residence | No | No | No | Tier 5
6872911 | Phase | 1 - 4" Ultrasonic | Uhland | 78640 | MASTER Harvest Crk. | 29.9686 | -97.8542 | Non-Lead - Plastic | No | After 2014 |  | Non-Lead - Plastic | After 2014 |  | Non-Lead | No | No |  | Multiple Family Residence | No | No | No | Tier 5
6872911 | Phase | 1 - 4" Ultrasonic | Uhland | 78640 | MASTER Harvest Crk. | 29.9686 | -97.8542 | Non-Lead - Plastic | No | After 2014 |  | Non-Lead - Plastic | After 2014 |  | Non-Lead | No | No |  | Multiple Family Residence | No | No | No | Tier 5
6872911 | Phase | 1 - 4" Ultrasonic | Uhland | 78640 | MASTER Harvest Crk. | 29.9686 | -97.8542 | Non-Lead - Plastic | No | After 2014 |  | Non-Lead - Plastic | After 2014 |  | Non-Lead | No | No |  | Multiple Family Residence | No | No | No | Tier 5
6872911 | Phase | 1 - 4" Ultrasonic | Uhland | 78640 | MASTER Harvest Crk. | 29.9686 | -97.8542 | Non-Lead - Plastic | No | After 2014 |  | Non-Lead - Plastic | After 2014 |  | Non-Lead | No | No |  | Multiple Family Residence | No | No | No | Tier 5
6872911 | Phase | 1 - 4" Ultrasonic | Uhland | 78640 | MASTER Harvest Crk. | 29.9686 | -97.8542 | Non-Lead - Plastic | No | After 2014 |  | Non-Lead - Plastic | After 2014 |  | Non-Lead | No | No |  | Multiple Family Residence | No | No | No | Tier 5
6872911 | Phase | 1 - 4" Ultrasonic | Uhland | 78640 | MASTER Harvest Crk. | 29.9686 | -97.8542 | Non-Lead - Plastic | No | After 2014 |  | Non-Lead - Plastic | After 2014 |  | Non-Lead | No | No |  | Multiple Family Residence | No | No | No | Tier 5
6872911 | Phase | 1 - 4" Ultrasonic | Uhland | 78640 | MASTER Harvest Crk. | 29.9686 | -97.8542 | Non-Lead - Plastic | No | After 2014 |  | Non-Lead - Plastic | After 2014 |  | Non-Lead | No | No |  | Multiple Family Residence | No | No | No | Tier 5
6872911 | Phase | 1 - 4" Ultrasonic | Uhland | 78640 | MASTER Harvest Crk. | 29.9686 | -97.8542 | Non-Lead - Plastic | No | After 2014 |  | Non-Lead - Plastic | After 2014 |  | Non-Lead | No | No |  | Multiple Family Residence | No | No | No | Tier 5
6872911 | Phase | 1 - 4" Ultrasonic | Uhland | 78640 | MASTER Harvest Crk. | 29.9686 | -97.8542 | Non-Lead - Plastic | No | After 2014 |  | Non-Lead - Plastic | After 2014 |  | Non-Lead | No | No |  | Multiple Family Residence | No | No | No | Tier 5
6872911 | Phase | 1 - 4" Ultrasonic | Uhland | 78640 | MASTER Harvest Crk. | 29.9686 | -97.8542 | Non-Lead - Plastic | No | After 2014 |  | Non-Lead - Plastic | After 2014 |  | Non-Lead | No | No |  | Multiple Family Residence | No | No | No | Tier 5
6872911 | Phase | 1 - 4" Ultrasonic | Uhland | 78640 | MASTER Harvest Crk. | 29.9686 | -97.8542 | Non-Lead - Plastic | No | After 2014 |  | Non-Lead - Plastic | After 2014 |  | Non-Lead | No | No |  | Multiple Family Residence | No | No | No | Tier 5
6872911 | Phase | 1 - 4" Ultrasonic | Uhland | 78640 | MASTER Harvest Crk. | 29.9686 | -97.8542 | Non-Lead - Plastic | No | After 2014 |  | Non-Lead - Plastic | After 2014 |  | Non-Lead | No | No |  | Multiple Family Residence | No | No | No | Tier 5
6872911 | Phase | 1 - 4" Ultrasonic | Uhland | 78640 | MASTER Harvest Crk. | 29.9686 | -97.8542 | Non-Lead - Plastic | No | After 2014 |  | Non-Lead - Plastic | After 2014 |  | Non-Lead | No | No |  | Multiple Family Residence | No | No | No | Tier 5
6872911 | Phase | 1 - 4" Ultrasonic | Uhland | 78640 | MASTER Harvest Crk. | 29.9686 | -97.8542 | Non-Lead - Plastic | No | After 2014 |  | Non-Lead - Plastic | After 2014 |  | Non-Lead | No | No |  | Multiple Family Residence | No | No | No | Tier 5
6872911 | Phase | 1 - 4" Ultrasonic | Uhland | 78640 | MASTER Harvest Crk. | 29.9686 | -97.8542 | Non-Lead - Plastic | No | After 2014 |  | Non-Lead - Plastic | After 2014 |  | Non-Lead | No | No |  | Multiple Family Residence | No | No | No | Tier 5
6872911 | Phase | 1 - 4" Ultrasonic | Uhland | 78640 | MASTER Harvest Crk. | 29.9686 | -97.8542 | Non-Lead - Plastic | No | After 2014 |  | Non-Lead - Plastic | After 2014 |  | Non-Lead | No | No |  | Multiple Family Residence | No | No | No | Tier 5
6872911 | Phase | 1 - 4" Ultrasonic | Uhland | 78640 | MASTER Harvest Crk. | 29.9686 | -97.8542 | Non-Lead - Plastic | No | After 2014 |  | Non-Lead - Plastic | After 2014 |  | Non-Lead | No | No |  | Multiple Family Residence | No | No | No | Tier 5
6872911 | Phase | 1 - 4" Ultrasonic | Uhland | 78640 | MASTER Harvest Crk. | 29.9686 | -97.8542 | Non-Lead - Plastic | No | After 2014 |  | Non-Lead - Plastic | After 2014 |  | Non-Lead | No | No |  | Multiple Family Residence | No | No | No | Tier 5
6872911 | Phase | 1 - 4" Ultrasonic | Uhland | 78640 | MASTER Harvest Crk. | 29.9686 | -97.8542 | Non-Lead - Plastic | No | After 2014 |  | Non-Lead - Plastic | After 2014 |  | Non-Lead | No | No |  | Multiple Family Residence | No | No | No | Tier 5
6872911 | Phase | 1 - 4" Ultrasonic | Uhland | 78640 | MASTER Harvest Crk. | 29.9686 | -97.8542 | Non-Lead - Plastic | No | After 2014 |  | Non-Lead - Plastic | After 2014 |  | Non-Lead | No | No |  | Multiple Family Residence | No | No | No | Tier 5
6872911 | Phase | 1 - 4" Ultrasonic | Uhland | 78640 | MASTER Harvest Crk. | 29.9686 | -97.8542 | Non-Lead - Plastic | No | After 2014 |  | Non-Lead - Plastic | After 2014 |  | Non-Lead | No | No |  | Multiple Family Residence | No | No | No | Tier 5
6872911 | Phase | 1 - 4" Ultrasonic | Uhland | 78640 | MASTER Harvest Crk. | 29.9686 | -97.8542 | Non-Lead - Plastic | No | After 2014 |  | Non-Lead - Plastic | After 2014 |  | Non-Lead | No | No |  | Multiple Family Residence | No | No | No | Tier 5
6872911 | Phase | 1 - 4" Ultrasonic | Uhland | 78640 | MASTER Harvest Crk. | 29.9686 | -97.8542 | Non-Lead - Plastic | No | After 2014 |  | Non-Lead - Plastic | After 2014 |  | Non-Lead | No | No |  | Multiple Family Residence | No | No | No | Tier 5
6872911 | Phase | 1 - 4" Ultrasonic | Uhland | 78640 | MASTER Harvest Crk. | 29.9686 | -97.8542 | Non-Lead - Plastic | No | After 2014 |  | Non-Lead - Plastic | After 2014 |  | Non-Lead | No | No |  | Multiple Family Residence | No | No | No | Tier 5
6872911 | Phase | 1 - 4" Ultrasonic | Uhland | 78640 | MASTER Harvest Crk. | 29.9686 | -97.8542 | Non-Lead - Plastic | No | After 2014 |  | Non-Lead - Plastic | After 2014 |  | Non-Lead | No | No |  | Multiple Family Residence | No | No | No | Tier 5
6872911 | Phase | 1 - 4" Ultrasonic | Uhland | 78640 | MASTER Harvest Crk. | 29.9686 | -97.8542 | Non-Lead - Plastic | No | After 2014 |  | Non-Lead - Plastic | After 2014 |  | Non-Lead | No | No |  | Multiple Family Residence | No | No | No | Tier 5
6872911 | Phase | 1 - 4" Ultrasonic | Uhland | 78640 | MASTER Harvest Crk. | 29.9686 | -97.8542 | Non-Lead - Plastic | No | After 2014 |  | Non-Lead - Plastic | After 2014 |  | Non-Lead | No | No |  | Multiple Family Residence | No | No | No | Tier 5
6872911 | Phase | 1 - 4" Ultrasonic | Uhland | 78640 | MASTER Harvest Crk. | 29.9686 | -97.8542 | Non-Lead - Plastic | No | After 2014 |  | Non-Lead - Plastic | After 2014 |  | Non-Lead | No | No |  | Multiple Family Residence | No | No | No | Tier 5
6872911 | Phase | 1 - 4" Ultrasonic | Uhland | 78640 | MASTER Harvest Crk. | 29.9686 | -97.8542 | Non-Lead - Plastic | No | After 2014 |  | Non-Lead - Plastic | After 2014 |  | Non-Lead | No | No |  | Multiple Family Residence | No | No | No | Tier 5
6872911 | Phase | 1 - 4" Ultrasonic | Uhland | 78640 | MASTER Harvest Crk. | 29.9686 | -97.8542 | Non-Lead - Plastic | No | After 2014 |  | Non-Lead - Plastic | After 2014 |  | Non-Lead | No | No |  | Multiple Family Residence | No | No | No | Tier 5
6872911 | Phase | 1 - 4" Ultrasonic | Uhland | 78640 | MASTER Harvest Crk. | 29.9686 | -97.8542 | Non-Lead - Plastic | No | After 2014 |  | Non-Lead - Plastic | After 2014 |  | Non-Lead | No | No |  | Multiple Family Residence | No | No | No | Tier 5
6872911 | Phase | 1 - 4" Ultrasonic | Uhland | 78640 | MASTER Harvest Crk. | 29.9686 | -97.8542 | Non-Lead - Plastic | No | After 2014 |  | Non-Lead - Plastic | After 2014 |  | Non-Lead | No | No |  | Multiple Family Residence | No | No | No | Tier 5
6872911 | Phase | 1 - 4" Ultrasonic | Uhland | 78640 | MASTER Harvest Crk. | 29.9686 | -97.8542 | Non-Lead - Plastic | No | After 2014 |  | Non-Lead - Plastic | After 2014 |  | Non-Lead | No | No |  | Multiple Family Residence | No | No | No | Tier 5
6872911 | Phase | 1 - 4" Ultrasonic | Uhland | 78640 | MASTER Harvest Crk. | 29.9686 | -97.8542 | Non-Lead - Plastic | No | After 2014 |  | Non-Lead - Plastic | After 2014 |  | Non-Lead | No | No |  | Multiple Family Residence | No | No | No | Tier 5
6872911 | Phase | 1 - 4" Ultrasonic | Uhland | 78640 | MASTER Harvest Crk. | 29.9686 | -97.8542 | Non-Lead - Plastic | No | After 2014 |  | Non-Lead - Plastic | After 2014 |  | Non-Lead | No | No |  | Multiple Family Residence | No | No | No | Tier 5
6872911 | Phase | 1 - 4" Ultrasonic | Uhland | 78640 | MASTER Harvest Crk. | 29.9686 | -97.8542 | Non-Lead - Plastic | No | After 2014 |  | Non-Lead - Plastic | After 2014 |  | Non-Lead | No | No |  | Multiple Family Residence | No | No | No | Tier 5
6872911 | Phase | 1 - 4" Ultrasonic | Uhland | 78640 | MASTER Harvest Crk. | 29.9686 | -97.8542 | Non-Lead - Plastic | No | After 2014 |  | Non-Lead - Plastic | After 2014 |  | Non-Lead | No | No |  | Multiple Family Residence | No | No | No | Tier 5
6872911 | Phase | 1 - 4" Ultrasonic | Uhland | 78640 | MASTER Harvest Crk. | 29.9686 | -97.8542 | Non-Lead - Plastic | No | After 2014 |  | Non-Lead - Plastic | After 2014 |  | Non-Lead | No | No |  | Multiple Family Residence | No | No | No | Tier 5
6872911 | Phase | 1 - 4" Ultrasonic | Uhland | 78640 | MASTER Harvest Crk. | 29.9686 | -97.8542 | Non-Lead - Plastic | No | After 2014 |  | Non-Lead - Plastic | After 2014 |  | Non-Lead | No | No |  | Multiple Family Residence | No | No | No | Tier 5
6872911 | Phase | 1 - 4" Ultrasonic | Uhland | 78640 | MASTER Harvest Crk. | 29.9686 | -97.8542 | Non-Lead - Plastic | No | After 2014 |  | Non-Lead - Plastic | After 2014 |  | Non-Lead | No | No |  | Multiple Family Residence | No | No | No | Tier 5
6872911 | Phase | 1 - 4" Ultrasonic | Uhland | 78640 | MASTER Harvest Crk. | 29.9686 | -97.8542 | Non-Lead - Plastic | No | After 2014 |  | Non-Lead - Plastic | After 2014 |  | Non-Lead | No | No |  | Multiple Family Residence | No | No | No | Tier 5
6872911 | Phase | 1 - 4" Ultrasonic | Uhland | 78640 | MASTER Harvest Crk. | 29.9686 | -97.8542 | Non-Lead - Plastic | No | After 2014 |  | Non-Lead - Plastic | After 2014 |  | Non-Lead | No | No |  | Multiple Family Residence | No | No | No | Tier 5
6872911 | Phase | 1 - 4" Ultrasonic | Uhland | 78640 | MASTER Harvest Crk. | 29.9686 | -97.8542 | Non-Lead - Plastic | No | After 2014 |  | Non-Lead - Plastic | After 2014 |  | Non-Lead | No | No |  | Multiple Family Residence | No | No | No | Tier 5
6872911 | Phase | 1 - 4" Ultrasonic | Uhland | 78640 | MASTER Harvest Crk. | 29.9686 | -97.8542 | Non-Lead - Plastic | No | After 2014 |  | Non-Lead - Plastic | After 2014 |  | Non-Lead | No | No |  | Multiple Family Residence | No | No | No | Tier 5
6872911 | Phase | 1 - 4" Ultrasonic | Uhland | 78640 | MASTER Harvest Crk. | 29.9686 | -97.8542 | Non-Lead - Plastic | No | After 2014 |  | Non-Lead - Plastic | After 2014 |  | Non-Lead | No | No |  | Multiple Family Residence | No | No | No | Tier 5
6872911 | Phase | 1 - 4" Ultrasonic | Uhland | 78640 | MASTER Harvest Crk. | 29.9686 | -97.8542 | Non-Lead - Plastic | No | After 2014 |  | Non-Lead - Plastic | After 2014 |  | Non-Lead | No | No |  | Multiple Family Residence | No | No | No | Tier 5
6872911 | Phase | 1 - 4" Ultrasonic | Uhland | 78640 | MASTER Harvest Crk. | 29.9686 | -97.8542 | Non-Lead - Plastic | No | After 2014 |  | Non-Lead - Plastic | After 2014 |  | Non-Lead | No | No |  | Multiple Family Residence | No | No | No | Tier 5
6872911 | Phase | 1 - 4" Ultrasonic | Uhland | 78640 | MASTER Harvest Crk. | 29.9686 | -97.8542 | Non-Lead - Plastic | No | After 2014 |  | Non-Lead - Plastic | After 2014 |  | Non-Lead | No | No |  | Multiple Family Residence | No | No | No | Tier 5
6872911 | Phase | 1 - 4" Ultrasonic | Uhland | 78640 | MASTER Harvest Crk. | 29.9686 | -97.8542 | Non-Lead - Plastic | No | After 2014 |  | Non-Lead - Plastic | After 2014 |  | Non-Lead | No | No |  | Multiple Family Residence | No | No | No | Tier 5
6872911 | Phase | 1 - 4" Ultrasonic | Uhland | 78640 | MASTER Harvest Crk. | 29.9686 | -97.8542 | Non-Lead - Plastic | No | After 2014 |  | Non-Lead - Plastic | After 2014 |  | Non-Lead | No | No |  | Multiple Family Residence | No | No | No | Tier 5
6872911 | Phase | 1 - 4" Ultrasonic | Uhland | 78640 | MASTER Harvest Crk. | 29.9686 | -97.8542 | Non-Lead - Plastic | No | After 2014 |  | Non-Lead - Plastic | After 2014 |  | Non-Lead | No | No |  | Multiple Family Residence | No | No | No | Tier 5
6872911 | Phase | 1 - 4" Ultrasonic | Uhland | 78640 | MASTER Harvest Crk. | 29.9686 | -97.8542 | Non-Lead - Plastic | No | After 2014 |  | Non-Lead - Plastic | After 2014 |  | Non-Lead | No | No |  | Multiple Family Residence | No | No | No | Tier 5
6872911 | Phase | 1 - 4" Ultrasonic | Uhland | 78640 | MASTER Harvest Crk. | 29.9686 | -97.8542 | Non-Lead - Plastic | No | After 2014 |  | Non-Lead - Plastic | After 2014 |  | Non-Lead | No | No |  | Multiple Family Residence | No | No | No | Tier 5
6872911 | Phase | 1 - 4" Ultrasonic | Uhland | 78640 | MASTER Harvest Crk. | 29.9686 | -97.8542 | Non-Lead - Plastic | No | After 2014 |  | Non-Lead - Plastic | After 2014 |  | Non-Lead | No | No |  | Multiple Family Residence | No | No | No | Tier 5
6872911 | Phase | 1 - 4" Ultrasonic | Uhland | 78640 | MASTER Harvest Crk. | 29.9686 | -97.8542 | Non-Lead - Plastic | No | After 2014 |  | Non-Lead - Plastic | After 2014 |  | Non-Lead | No | No |  | Multiple Family Residence | No | No | No | Tier 5
6872911 | Phase | 1 - 4" Ultrasonic | Uhland | 78640 | MASTER Harvest Crk. | 29.9686 | -97.8542 | Non-Lead - Plastic | No | After 2014 |  | Non-Lead - Plastic | After 2014 |  | Non-Lead | No | No |  | Multiple Family Residence | No | No | No | Tier 5
6872911 | Phase | 1 - 4" Ultrasonic | Uhland | 78640 | MASTER Harvest Crk. | 29.9686 | -97.8542 | Non-Lead - Plastic | No | After 2014 |  | Non-Lead - Plastic | After 2014 |  | Non-Lead | No | No |  | Multiple Family Residence | No | No | No | Tier 5
6872911 | Phase | 1 - 4" Ultrasonic | Uhland | 78640 | MASTER Harvest Crk. | 29.9686 | -97.8542 | Non-Lead - Plastic | No | After 2014 |  | Non-Lead - Plastic | After 2014 |  | Non-Lead | No | No |  | Multiple Family Residence | No | No | No | Tier 5
6872911 | Phase | 1 - 4" Ultrasonic | Uhland | 78640 | MASTER Harvest Crk. | 29.9686 | -97.8542 | Non-Lead - Plastic | No | After 2014 |  | Non-Lead - Plastic | After 2014 |  | Non-Lead | No | No |  | Multiple Family Residence | No | No | No | Tier 5
6872911 | Phase | 1 - 4" Ultrasonic | Uhland | 78640 | MASTER Harvest Crk. | 29.9686 | -97.8542 | Non-Lead - Plastic | No | After 2014 |  | Non-Lead - Plastic | After 2014 |  | Non-Lead | No | No |  | Multiple Family Residence | No | No | No | Tier 5
6872911 | Phase | 1 - 4" Ultrasonic | Uhland | 78640 | MASTER Harvest Crk. | 29.9686 | -97.8542 | Non-Lead - Plastic | No | After 2014 |  | Non-Lead - Plastic | After 2014 |  | Non-Lead | No | No |  | Multiple Family Residence | No | No | No | Tier 5
6872911 | Phase | 1 - 4" Ultrasonic | Uhland | 78640 | MASTER Harvest Crk. | 29.9686 | -97.8542 | Non-Lead - Plastic | No | After 2014 |  | Non-Lead - Plastic | After 2014 |  | Non-Lead | No | No |  | Multiple Family Residence | No | No | No | Tier 5
6872911 | Phase | 1 - 4" Ultrasonic | Uhland | 78640 | MASTER Harvest Crk. | 29.9686 | -97.8542 | Non-Lead - Plastic | No | After 2014 |  | Non-Lead - Plastic | After 2014 |  | Non-Lead | No | No |  | Multiple Family Residence | No | No | No | Tier 5
6872911 | Phase | 1 - 4" Ultrasonic | Uhland | 78640 | MASTER Harvest Crk. | 29.9686 | -97.8542 | Non-Lead - Plastic | No | After 2014 |  | Non-Lead - Plastic | After 2014 |  | Non-Lead | No | No |  | Multiple Family Residence | No | No | No | Tier 5
6872911 | Phase | 1 - 4" Ultrasonic | Uhland | 78640 | MASTER Harvest Crk. | 29.9686 | -97.8542 | Non-Lead - Plastic | No | After 2014 |  | Non-Lead - Plastic | After 2014 |  | Non-Lead | No | No |  | Multiple Family Residence | No | No | No | Tier 5
6872911 | Phase | 1 - 4" Ultrasonic | Uhland | 78640 | MASTER Harvest Crk. | 29.9686 | -97.8542 | Non-Lead - Plastic | No | After 2014 |  | Non-Lead - Plastic | After 2014 |  | Non-Lead | No | No |  | Multiple Family Residence | No | No | No | Tier 5
6872911 | Phase | 1 - 4" Ultrasonic | Uhland | 78640 | MASTER Harvest Crk. | 29.9686 | -97.8542 | Non-Lead - Plastic | No | After 2014 |  | Non-Lead - Plastic | After 2014 |  | Non-Lead | No | No |  | Multiple Family Residence | No | No | No | Tier 5
6872911 | Phase | 1 - 4" Ultrasonic | Uhland | 78640 | MASTER Harvest Crk. | 29.9686 | -97.8542 | Non-Lead - Plastic | No | After 2014 |  | Non-Lead - Plastic | After 2014 |  | Non-Lead | No | No |  | Multiple Family Residence | No | No | No | Tier 5
6872911 | Phase | 1 - 4" Ultrasonic | Uhland | 78640 | MASTER Harvest Crk. | 29.9686 | -97.8542 | Non-Lead - Plastic | No | After 2014 |  | Non-Lead - Plastic | After 2014 |  | Non-Lead | No | No |  | Multiple Family Residence | No | No | No | Tier 5
6872911 | Phase | 1 - 4" Ultrasonic | Uhland | 78640 | MASTER Harvest Crk. | 29.9686 | -97.8542 | Non-Lead - Plastic | No | After 2014 |  | Non-Lead - Plastic | After 2014 |  | Non-Lead | No | No |  | Multiple Family Residence | No | No | No | Tier 5
6872911 | Phase | 1 - 4" Ultrasonic | Uhland | 78640 | MASTER Harvest Crk. | 29.9686 | -97.8542 | Non-Lead - Plastic | No | After 2014 |  | Non-Lead - Plastic | After 2014 |  | Non-Lead | No | No |  | Multiple Family Residence | No | No | No | Tier 5
6872911 | Phase | 1 - 4" Ultrasonic | Uhland | 78640 | MASTER Harvest Crk. | 29.9686 | -97.8542 | Non-Lead - Plastic | No | After 2014 |  | Non-Lead - Plastic | After 2014 |  | Non-Lead | No | No |  | Multiple Family Residence | No | No | No | Tier 5
6872911 | Phase | 1 - 4" Ultrasonic | Uhland | 78640 | MASTER Harvest Crk. | 29.9686 | -97.8542 | Non-Lead - Plastic | No | After 2014 |  | Non-Lead - Plastic | After 2014 |  | Non-Lead | No | No |  | Multiple Family Residence | No | No | No | Tier 5
6872911 | Phase | 1 - 4" Ultrasonic | Uhland | 78640 | MASTER Harvest Crk. | 29.9686 | -97.8542 | Non-Lead - Plastic | No | After 2014 |  | Non-Lead - Plastic | After 2014 |  | Non-Lead | No | No |  | Multiple Family Residence | No | No | No | Tier 5
6872911 | Phase | 1 - 4" Ultrasonic | Uhland | 78640 | MASTER Harvest Crk. | 29.9686 | -97.8542 | Non-Lead - Plastic | No | After 2014 |  | Non-Lead - Plastic | After 2014 |  | Non-Lead | No | No |  | Multiple Family Residence | No | No | No | Tier 5
6872911 | Phase | 1 - 4" Ultrasonic | Uhland | 78640 | MASTER Harvest Crk. | 29.9686 | -97.8542 | Non-Lead - Plastic | No | After 2014 |  | Non-Lead - Plastic | After 2014 |  | Non-Lead | No | No |  | Multiple Family Residence | No | No | No | Tier 5
6872911 | Phase | 1 - 4" Ultrasonic | Uhland | 78640 | MASTER Harvest Crk. | 29.9686 | -97.8542 | Non-Lead - Plastic | No | After 2014 |  | Non-Lead - Plastic | After 2014 |  | Non-Lead | No | No |  | Multiple Family Residence | No | No | No | Tier 5
6872911 | Phase | 1 - 4" Ultrasonic | Uhland | 78640 | MASTER Harvest Crk. | 29.9686 | -97.8542 | Non-Lead - Plastic | No | After 2014 |  | Non-Lead - Plastic | After 2014 |  | Non-Lead | No | No |  | Multiple Family Residence | No | No | No | Tier 5
6872911 | Phase | 1 - 4" Ultrasonic | Uhland | 78640 | MASTER Harvest Crk. | 29.9686 | -97.8542 | Non-Lead - Plastic | No | After 2014 |  | Non-Lead - Plastic | After 2014 |  | Non-Lead | No | No |  | Multiple Family Residence | No | No | No | Tier 5
6872911 | Phase | 1 - 4" Ultrasonic | Uhland | 78640 | MASTER Harvest Crk. | 29.9686 | -97.8542 | Non-Lead - Plastic | No | After 2014 |  | Non-Lead - Plastic | After 2014 |  | Non-Lead | No | No |  | Multiple Family Residence | No | No | No | Tier 5
6872911 | Phase | 1 - 4" Ultrasonic | Uhland | 78640 | MASTER Harvest Crk. | 29.9686 | -97.8542 | Non-Lead - Plastic | No | After 2014 |  | Non-Lead - Plastic | After 2014 |  | Non-Lead | No | No |  | Multiple Family Residence | No | No | No | Tier 5
6872911 | Phase | 1 - 4" Ultrasonic | Uhland | 78640 | MASTER Harvest Crk. | 29.9686 | -97.8542 | Non-Lead - Plastic | No | After 2014 |  | Non-Lead - Plastic | After 2014 |  | Non-Lead | No | No |  | Multiple Family Residence | No | No | No | Tier 5
6872911 | Phase | 1 - 4" Ultrasonic | Uhland | 78640 | MASTER Harvest Crk. | 29.9686 | -97.8542 | Non-Lead - Plastic | No | After 2014 |  | Non-Lead - Plastic | After 2014 |  | Non-Lead | No | No |  | Multiple Family Residence | No | No | No | Tier 5
6872911 | Phase | 1 - 4" Ultrasonic | Uhland | 78640 | MASTER Harvest Crk. | 29.9686 | -97.8542 | Non-Lead - Plastic | No | After 2014 |  | Non-Lead - Plastic | After 2014 |  | Non-Lead | No | No |  | Multiple Family Residence | No | No | No | Tier 5
6872911 | Phase | 1 - 4" Ultrasonic | Uhland | 78640 | MASTER Harvest Crk. | 29.9686 | -97.8542 | Non-Lead - Plastic | No | After 2014 |  | Non-Lead - Plastic | After 2014 |  | Non-Lead | No | No |  | Multiple Family Residence | No | No | No | Tier 5
6872911 | Phase | 1 - 4" Ultrasonic | Uhland | 78640 | MASTER Harvest Crk. | 29.9686 | -97.8542 | Non-Lead - Plastic | No | After 2014 |  | Non-Lead - Plastic | After 2014 |  | Non-Lead | No | No |  | Multiple Family Residence | No | No | No | Tier 5
6872911 | Phase | 1 - 4" Ultrasonic | Uhland | 78640 | MASTER Harvest Crk. | 29.9686 | -97.8542 | Non-Lead - Plastic | No | After 2014 |  | Non-Lead - Plastic | After 2014 |  | Non-Lead | No | No |  | Multiple Family Residence | No | No | No | Tier 5
6872911 | Phase | 1 - 4" Ultrasonic | Uhland | 78640 | MASTER Harvest Crk. | 29.9686 | -97.8542 | Non-Lead - Plastic | No | After 2014 |  | Non-Lead - Plastic | After 2014 |  | Non-Lead | No | No |  | Multiple Family Residence | No | No | No | Tier 5
6872911 | Phase | 1 - 4" Ultrasonic | Uhland | 78640 | MASTER Harvest Crk. | 29.9686 | -97.8542 | Non-Lead - Plastic | No | After 2014 |  | Non-Lead - Plastic | After 2014 |  | Non-Lead | No | No |  | Multiple Family Residence | No | No | No | Tier 5
6872911 | Phase | 1 - 4" Ultrasonic | Uhland | 78640 | MASTER Harvest Crk. | 29.9686 | -97.8542 | Non-Lead - Plastic | No | After 2014 |  | Non-Lead - Plastic | After 2014 |  | Non-Lead | No | No |  | Multiple Family Residence | No | No | No | Tier 5
6872911 | Phase | 1 - 4" Ultrasonic | Uhland | 78640 | MASTER Harvest Crk. | 29.9686 | -97.8542 | Non-Lead - Plastic | No | After 2014 |  | Non-Lead - Plastic | After 2014 |  | Non-Lead | No | No |  | Multiple Family Residence | No | No | No | Tier 5
6872911 | Phase | 1 - 4" Ultrasonic | Uhland | 78640 | MASTER Harvest Crk. | 29.9686 | -97.8542 | Non-Lead - Plastic | No | After 2014 |  | Non-Lead - Plastic | After 2014 |  | Non-Lead | No | No |  | Multiple Family Residence | No | No | No | Tier 5
6872911 | Phase | 1 - 4" Ultrasonic | Uhland | 78640 | MASTER Harvest Crk. | 29.9686 | -97.8542 | Non-Lead - Plastic | No | After 2014 |  | Non-Lead - Plastic | After 2014 |  | Non-Lead | No | No |  | Multiple Family Residence | No | No | No | Tier 5
6872911 | Phase | 1 - 4" Ultrasonic | Uhland | 78640 | MASTER Harvest Crk. | 29.9686 | -97.8542 | Non-Lead - Plastic | No | After 2014 |  | Non-Lead - Plastic | After 2014 |  | Non-Lead | No | No |  | Multiple Family Residence | No | No | No | Tier 5
6872911 | Phase | 1 - 4" Ultrasonic | Uhland | 78640 | MASTER Harvest Crk. | 29.9686 | -97.8542 | Non-Lead - Plastic | No | After 2014 |  | Non-Lead - Plastic | After 2014 |  | Non-Lead | No | No |  | Multiple Family Residence | No | No | No | Tier 5
6872911 | Phase | 1 - 4" Ultrasonic | Uhland | 78640 | MASTER Harvest Crk. | 29.9686 | -97.8542 | Non-Lead - Plastic | No | After 2014 |  | Non-Lead - Plastic | After 2014 |  | Non-Lead | No | No |  | Multiple Family Residence | No | No | No | Tier 5
6872911 | Phase | 1 - 4" Ultrasonic | Uhland | 78640 | MASTER Harvest Crk. | 29.9686 | -97.8542 | Non-Lead - Plastic | No | After 2014 |  | Non-Lead - Plastic | After 2014 |  | Non-Lead | No | No |  | Multiple Family Residence | No | No | No | Tier 5
6872911 | Phase | 1 - 4" Ultrasonic | Uhland | 78640 | MASTER Harvest Crk. | 29.9686 | -97.8542 | Non-Lead - Plastic | No | After 2014 |  | Non-Lead - Plastic | After 2014 |  | Non-Lead | No | No |  | Multiple Family Residence | No | No | No | Tier 5
6872911 | Phase | 1 - 4" Ultrasonic | Uhland | 78640 | MASTER Harvest Crk. | 29.9686 | -97.8542 | Non-Lead - Plastic | No | After 2014 |  | Non-Lead - Plastic | After 2014 |  | Non-Lead | No | No |  | Multiple Family Residence | No | No | No | Tier 5
6872911 | Phase | 1 - 4" Ultrasonic | Uhland | 78640 | MASTER Harvest Crk. | 29.9686 | -97.8542 | Non-Lead - Plastic | No | After 2014 |  | Non-Lead - Plastic | After 2014 |  | Non-Lead | No | No |  | Multiple Family Residence | No | No | No | Tier 5
6872911 | Phase | 1 - 4" Ultrasonic | Uhland | 78640 | MASTER Harvest Crk. | 29.9686 | -97.8542 | Non-Lead - Plastic | No | After 2014 |  | Non-Lead - Plastic | After 2014 |  | Non-Lead | No | No |  | Multiple Family Residence | No | No | No | Tier 5
6872911 | Phase | 1 - 4" Ultrasonic | Uhland | 78640 | MASTER Harvest Crk. | 29.9686 | -97.8542 | Non-Lead - Plastic | No | After 2014 |  | Non-Lead - Plastic | After 2014 |  | Non-Lead | No | No |  | Multiple Family Residence | No | No | No | Tier 5
6872911 | Phase | 1 - 4" Ultrasonic | Uhland | 78640 | MASTER Harvest Crk. | 29.9686 | -97.8542 | Non-Lead - Plastic | No | After 2014 |  | Non-Lead - Plastic | After 2014 |  | Non-Lead | No | No |  | Multiple Family Residence | No | No | No | Tier 5
6872911 | Phase | 1 - 4" Ultrasonic | Uhland | 78640 | MASTER Harvest Crk. | 29.9686 | -97.8542 | Non-Lead - Plastic | No | After 2014 |  | Non-Lead - Plastic | After 2014 |  | Non-Lead | No | No |  | Multiple Family Residence | No | No | No | Tier 5
6872911 | Phase | 1 - 4" Ultrasonic | Uhland | 78640 | MASTER Harvest Crk. | 29.9686 | -97.8542 | Non-Lead - Plastic | No | After 2014 |  | Non-Lead - Plastic | After 2014 |  | Non-Lead | No | No |  | Multiple Family Residence | No | No | No | Tier 5
6872911 | Phase | 1 - 4" Ultrasonic | Uhland | 78640 | MASTER Harvest Crk. | 29.9686 | -97.8542 | Non-Lead - Plastic | No | After 2014 |  | Non-Lead - Plastic | After 2014 |  | Non-Lead | No | No |  | Multiple Family Residence | No | No | No | Tier 5
6872911 | Phase | 1 - 4" Ultrasonic | Uhland | 78640 | MASTER Harvest Crk. | 29.9686 | -97.8542 | Non-Lead - Plastic | No | After 2014 |  | Non-Lead - Plastic | After 2014 |  | Non-Lead | No | No |  | Multiple Family Residence | No | No | No | Tier 5
6872911 | Phase | 1 - 4" Ultrasonic | Uhland | 78640 | MASTER Harvest Crk. | 29.9686 | -97.8542 | Non-Lead - Plastic | No | After 2014 |  | Non-Lead - Plastic | After 2014 |  | Non-Lead | No | No |  | Multiple Family Residence | No | No | No | Tier 5
6872911 | Phase | 1 - 4" Ultrasonic | Uhland | 78640 | MASTER Harvest Crk. | 29.9686 | -97.8542 | Non-Lead - Plastic | No | After 2014 |  | Non-Lead - Plastic | After 2014 |  | Non-Lead | No | No |  | Multiple Family Residence | No | No | No | Tier 5
6872911 | Phase | 1 - 4" Ultrasonic | Uhland | 78640 | MASTER Harvest Crk. | 29.9686 | -97.8542 | Non-Lead - Plastic | No | After 2014 |  | Non-Lead - Plastic | After 2014 |  | Non-Lead | No | No |  | Multiple Family Residence | No | No | No | Tier 5
6872911 | Phase | 1 - 4" Ultrasonic | Uhland | 78640 | MASTER Harvest Crk. | 29.9686 | -97.8542 | Non-Lead - Plastic | No | After 2014 |  | Non-Lead - Plastic | After 2014 |  | Non-Lead | No | No |  | Multiple Family Residence | No | No | No | Tier 5
6872911 | Phase | 1 - 4" Ultrasonic | Uhland | 78640 | MASTER Harvest Crk. | 29.9686 | -97.8542 | Non-Lead - Plastic | No | After 2014 |  | Non-Lead - Plastic | After 2014 |  | Non-Lead | No | No |  | Multiple Family Residence | No | No | No | Tier 5
6872911 | Phase | 1 - 4" Ultrasonic | Uhland | 78640 | MASTER Harvest Crk. | 29.9686 | -97.8542 | Non-Lead - Plastic | No | After 2014 |  | Non-Lead - Plastic | After 2014 |  | Non-Lead | No | No |  | Multiple Family Residence | No | No | No | Tier 5
6872911 | Phase | 1 - 4" Ultrasonic | Uhland | 78640 | MASTER Harvest Crk. | 29.9686 | -97.8542 | Non-Lead - Plastic | No | After 2014 |  | Non-Lead - Plastic | After 2014 |  | Non-Lead | No | No |  | Multiple Family Residence | No | No | No | Tier 5
6872911 | Phase | 1 - 4" Ultrasonic | Uhland | 78640 | MASTER Harvest Crk. | 29.9686 | -97.8542 | Non-Lead - Plastic | No | After 2014 |  | Non-Lead - Plastic | After 2014 |  | Non-Lead | No | No |  | Multiple Family Residence | No | No | No | Tier 5
6872911 | Phase | 1 - 4" Ultrasonic | Uhland | 78640 | MASTER Harvest Crk. | 29.9686 | -97.8542 | Non-Lead - Plastic | No | After 2014 |  | Non-Lead - Plastic | After 2014 |  | Non-Lead | No | No |  | Multiple Family Residence | No | No | No | Tier 5
6872911 | Phase | 1 - 4" Ultrasonic | Uhland | 78640 | MASTER Harvest Crk. | 29.9686 | -97.8542 | Non-Lead - Plastic | No | After 2014 |  | Non-Lead - Plastic | After 2014 |  | Non-Lead | No | No |  | Multiple Family Residence | No | No | No | Tier 5
6872911 | Phase | 1 - 4" Ultrasonic | Uhland | 78640 | MASTER Harvest Crk. | 29.9686 | -97.8542 | Non-Lead - Plastic | No | After 2014 |  | Non-Lead - Plastic | After 2014 |  | Non-Lead | No | No |  | Multiple Family Residence | No | No | No | Tier 5
6872911 | Phase | 1 - 4" Ultrasonic | Uhland | 78640 | MASTER Harvest Crk. | 29.9686 | -97.8542 | Non-Lead - Plastic | No | After 2014 |  | Non-Lead - Plastic | After 2014 |  | Non-Lead | No | No |  | Multiple Family Residence | No | No | No | Tier 5
6872911 | Phase | 1 - 4" Ultrasonic | Uhland | 78640 | MASTER Harvest Crk. | 29.9686 | -97.8542 | Non-Lead - Plastic | No | After 2014 |  | Non-Lead - Plastic | After 2014 |  | Non-Lead | No | No |  | Multiple Family Residence | No | No | No | Tier 5
6872911 | Phase | 1 - 4" Ultrasonic | Uhland | 78640 | MASTER Harvest Crk. | 29.9686 | -97.8542 | Non-Lead - Plastic | No | After 2014 |  | Non-Lead - Plastic | After 2014 |  | Non-Lead | No | No |  | Multiple Family Residence | No | No | No | Tier 5
6872911 | Phase | 1 - 4" Ultrasonic | Uhland | 78640 | MASTER Harvest Crk. | 29.9686 | -97.8542 | Non-Lead - Plastic | No | After 2014 |  | Non-Lead - Plastic | After 2014 |  | Non-Lead | No | No |  | Multiple Family Residence | No | No | No | Tier 5
6872911 | Phase | 1 - 4" Ultrasonic | Uhland | 78640 | MASTER Harvest Crk. | 29.9686 | -97.8542 | Non-Lead - Plastic | No | After 2014 |  | Non-Lead - Plastic | After 2014 |  | Non-Lead | No | No |  | Multiple Family Residence | No | No | No | Tier 5
6872911 | Phase | 1 - 4" Ultrasonic | Uhland | 78640 | MASTER Harvest Crk. | 29.9686 | -97.8542 | Non-Lead - Plastic | No | After 2014 |  | Non-Lead - Plastic | After 2014 |  | Non-Lead | No | No |  | Multiple Family Residence | No | No | No | Tier 5
6872911 | Phase | 1 - 4" Ultrasonic | Uhland | 78640 | MASTER Harvest Crk. | 29.9686 | -97.8542 | Non-Lead - Plastic | No | After 2014 |  | Non-Lead - Plastic | After 2014 |  | Non-Lead | No | No |  | Multiple Family Residence | No | No | No | Tier 5
6872911 | Phase | 1 - 4" Ultrasonic | Uhland | 78640 | MASTER Harvest Crk. | 29.9686 | -97.8542 | Non-Lead - Plastic | No | After 2014 |  | Non-Lead - Plastic | After 2014 |  | Non-Lead | No | No |  | Multiple Family Residence | No | No | No | Tier 5
6872911 | Phase | 1 - 4" Ultrasonic | Uhland | 78640 | MASTER Harvest Crk. | 29.9686 | -97.8542 | Non-Lead - Plastic | No | After 2014 |  | Non-Lead - Plastic | After 2014 |  | Non-Lead | No | No |  | Multiple Family Residence | No | No | No | Tier 5
6872911 | Phase | 1 - 4" Ultrasonic | Uhland | 78640 | MASTER Harvest Crk. | 29.9686 | -97.8542 | Non-Lead - Plastic | No | After 2014 |  | Non-Lead - Plastic | After 2014 |  | Non-Lead | No | No |  | Multiple Family Residence | No | No | No | Tier 5
6872911 | Phase | 1 - 4" Ultrasonic | Uhland | 78640 | MASTER Harvest Crk. | 29.9686 | -97.8542 | Non-Lead - Plastic | No | After 2014 |  | Non-Lead - Plastic | After 2014 |  | Non-Lead | No | No |  | Multiple Family Residence | No | No | No | Tier 5
6872911 | Phase | 1 - 4" Ultrasonic | Uhland | 78640 | MASTER Harvest Crk. | 29.9686 | -97.8542 | Non-Lead - Plastic | No | After 2014 |  | Non-Lead - Plastic | After 2014 |  | Non-Lead | No | No |  | Multiple Family Residence | No | No | No | Tier 5
6872911 | Phase | 1 - 4" Ultrasonic | Uhland | 78640 | MASTER Harvest Crk. | 29.9686 | -97.8542 | Non-Lead - Plastic | No | After 2014 |  | Non-Lead - Plastic | After 2014 |  | Non-Lead | No | No |  | Multiple Family Residence | No | No | No | Tier 5
6872911 | Phase | 1 - 4" Ultrasonic | Uhland | 78640 | MASTER Harvest Crk. | 29.9686 | -97.8542 | Non-Lead - Plastic | No | After 2014 |  | Non-Lead - Plastic | After 2014 |  | Non-Lead | No | No |  | Multiple Family Residence | No | No | No | Tier 5
6872911 | Phase | 1 - 4" Ultrasonic | Uhland | 78640 | MASTER Harvest Crk. | 29.9686 | -97.8542 | Non-Lead - Plastic | No | After 2014 |  | Non-Lead - Plastic | After 2014 |  | Non-Lead | No | No |  | Multiple Family Residence | No | No | No | Tier 5
6872911 | Phase | 1 - 4" Ultrasonic | Uhland | 78640 | MASTER Harvest Crk. | 29.9686 | -97.8542 | Non-Lead - Plastic | No | After 2014 |  | Non-Lead - Plastic | After 2014 |  | Non-Lead | No | No |  | Multiple Family Residence | No | No | No | Tier 5
6872911 | Phase | 1 - 4" Ultrasonic | Uhland | 78640 | MASTER Harvest Crk. | 29.9686 | -97.8542 | Non-Lead - Plastic | No | After 2014 |  | Non-Lead - Plastic | After 2014 |  | Non-Lead | No | No |  | Multiple Family Residence | No | No | No | Tier 5
6872911 | Phase | 1 - 4" Ultrasonic | Uhland | 78640 | MASTER Harvest Crk. | 29.9686 | -97.8542 | Non-Lead - Plastic | No | After 2014 |  | Non-Lead - Plastic | After 2014 |  | Non-Lead | No | No |  | Multiple Family Residence | No | No | No | Tier 5
6872911 | Phase | 1 - 4" Ultrasonic | Uhland | 78640 | MASTER Harvest Crk. | 29.9686 | -97.8542 | Non-Lead - Plastic | No | After 2014 |  | Non-Lead - Plastic | After 2014 |  | Non-Lead | No | No |  | Multiple Family Residence | No | No | No | Tier 5
6872911 | Phase | 1 - 4" Ultrasonic | Uhland | 78640 | MASTER Harvest Crk. | 29.9686 | -97.8542 | Non-Lead - Plastic | No | After 2014 |  | Non-Lead - Plastic | After 2014 |  | Non-Lead | No | No |  | Multiple Family Residence | No | No | No | Tier 5
6872911 | Phase | 1 - 4" Ultrasonic | Uhland | 78640 | MASTER Harvest Crk. | 29.9686 | -97.8542 | Non-Lead - Plastic | No | After 2014 |  | Non-Lead - Plastic | After 2014 |  | Non-Lead | No | No |  | Multiple Family Residence | No | No | No | Tier 5
6872911 | Phase | 1 - 4" Ultrasonic | Uhland | 78640 | MASTER Harvest Crk. | 29.9686 | -97.8542 | Non-Lead - Plastic | No | After 2014 |  | Non-Lead - Plastic | After 2014 |  | Non-Lead | No | No |  | Multiple Family Residence | No | No | No | Tier 5
6872911 | Phase | 1 - 4" Ultrasonic | Uhland | 78640 | MASTER Harvest Crk. | 29.9686 | -97.8542 | Non-Lead - Plastic | No | After 2014 |  | Non-Lead - Plastic | After 2014 |  | Non-Lead | No | No |  | Multiple Family Residence | No | No | No | Tier 5
6872911 | Phase | 1 - 4" Ultrasonic | Uhland | 78640 | MASTER Harvest Crk. | 29.9686 | -97.8542 | Non-Lead - Plastic | No | After 2014 |  | Non-Lead - Plastic | After 2014 |  | Non-Lead | No | No |  | Multiple Family Residence | No | No | No | Tier 5
6872911 | Phase | 1 - 4" Ultrasonic | Uhland | 78640 | MASTER Harvest Crk. | 29.9686 | -97.8542 | Non-Lead - Plastic | No | After 2014 |  | Non-Lead - Plastic | After 2014 |  | Non-Lead | No | No |  | Multiple Family Residence | No | No | No | Tier 5
6872911 | Phase | 1 - 4" Ultrasonic | Uhland | 78640 | MASTER Harvest Crk. | 29.9686 | -97.8542 | Non-Lead - Plastic | No | After 2014 |  | Non-Lead - Plastic | After 2014 |  | Non-Lead | No | No |  | Multiple Family Residence | No | No | No | Tier 5
6872911 | Phase | 1 - 4" Ultrasonic | Uhland | 78640 | MASTER Harvest Crk. | 29.9686 | -97.8542 | Non-Lead - Plastic | No | After 2014 |  | Non-Lead - Plastic | After 2014 |  | Non-Lead | No | No |  | Multiple Family Residence | No | No | No | Tier 5
6872911 | Phase | 1 - 4" Ultrasonic | Uhland | 78640 | MASTER Harvest Crk. | 29.9686 | -97.8542 | Non-Lead - Plastic | No | After 2014 |  | Non-Lead - Plastic | After 2014 |  | Non-Lead | No | No |  | Multiple Family Residence | No | No | No | Tier 5
6872911 | Phase | 1 - 4" Ultrasonic | Uhland | 78640 | MASTER Harvest Crk. | 29.9686 | -97.8542 | Non-Lead - Plastic | No | After 2014 |  | Non-Lead - Plastic | After 2014 |  | Non-Lead | No | No |  | Multiple Family Residence | No | No | No | Tier 5
6872911 | Phase | 1 - 4" Ultrasonic | Uhland | 78640 | MASTER Harvest Crk. | 29.9686 | -97.8542 | Non-Lead - Plastic | No | After 2014 |  | Non-Lead - Plastic | After 2014 |  | Non-Lead | No | No |  | Multiple Family Residence | No | No | No | Tier 5
6872911 | Phase | 1 - 4" Ultrasonic | Uhland | 78640 | MASTER Harvest Crk. | 29.9686 | -97.8542 | Non-Lead - Plastic | No | After 2014 |  | Non-Lead - Plastic | After 2014 |  | Non-Lead | No | No |  | Multiple Family Residence | No | No | No | Tier 5
6872911 | Phase | 1 - 4" Ultrasonic | Uhland | 78640 | MASTER Harvest Crk. | 29.9686 | -97.8542 | Non-Lead - Plastic | No | After 2014 |  | Non-Lead - Plastic | After 2014 |  | Non-Lead | No | No |  | Multiple Family Residence | No | No | No | Tier 5
6872911 | Phase | 1 - 4" Ultrasonic | Uhland | 78640 | MASTER Harvest Crk. | 29.9686 | -97.8542 | Non-Lead - Plastic | No | After 2014 |  | Non-Lead - Plastic | After 2014 |  | Non-Lead | No | No |  | Multiple Family Residence | No | No | No | Tier 5
6872911 | Phase | 1 - 4" Ultrasonic | Uhland | 78640 | MASTER Harvest Crk. | 29.9686 | -97.8542 | Non-Lead - Plastic | No | After 2014 |  | Non-Lead - Plastic | After 2014 |  | Non-Lead | No | No |  | Multiple Family Residence | No | No | No | Tier 5
6872911 | Phase | 1 - 4" Ultrasonic | Uhland | 78640 | MASTER Harvest Crk. | 29.9686 | -97.8542 | Non-Lead - Plastic | No | After 2014 |  | Non-Lead - Plastic | After 2014 |  | Non-Lead | No | No |  | Multiple Family Residence | No | No | No | Tier 5
6872911 | Phase | 1 - 4" Ultrasonic | Uhland | 78640 | MASTER Harvest Crk. | 29.9686 | -97.8542 | Non-Lead - Plastic | No | After 2014 |  | Non-Lead - Plastic | After 2014 |  | Non-Lead | No | No |  | Multiple Family Residence | No | No | No | Tier 5
6872911 | Phase | 1 - 4" Ultrasonic | Uhland | 78640 | MASTER Harvest Crk. | 29.9686 | -97.8542 | Non-Lead - Plastic | No | After 2014 |  | Non-Lead - Plastic | After 2014 |  | Non-Lead | No | No |  | Multiple Family Residence | No | No | No | Tier 5
6872911 | Phase | 1 - 4" Ultrasonic | Uhland | 78640 | MASTER Harvest Crk. | 29.9686 | -97.8542 | Non-Lead - Plastic | No | After 2014 |  | Non-Lead - Plastic | After 2014 |  | Non-Lead | No | No |  | Multiple Family Residence | No | No | No | Tier 5
6872911 | Phase | 1 - 4" Ultrasonic | Uhland | 78640 | MASTER Harvest Crk. | 29.9686 | -97.8542 | Non-Lead - Plastic | No | After 2014 |  | Non-Lead - Plastic | After 2014 |  | Non-Lead | No | No |  | Multiple Family Residence | No | No | No | Tier 5
6872911 | Phase | 1 - 4" Ultrasonic | Uhland | 78640 | MASTER Harvest Crk. | 29.9686 | -97.8542 | Non-Lead - Plastic | No | After 2014 |  | Non-Lead - Plastic | After 2014 |  | Non-Lead | No | No |  | Multiple Family Residence | No | No | No | Tier 5
6872911 | Phase | 1 - 4" Ultrasonic | Uhland | 78640 | MASTER Harvest Crk. | 29.9686 | -97.8542 | Non-Lead - Plastic | No | After 2014 |  | Non-Lead - Plastic | After 2014 |  | Non-Lead | No | No |  | Multiple Family Residence | No | No | No | Tier 5
6872911 | Phase | 1 - 4" Ultrasonic | Uhland | 78640 | MASTER Harvest Crk. | 29.9686 | -97.8542 | Non-Lead - Plastic | No | After 2014 |  | Non-Lead - Plastic | After 2014 |  | Non-Lead | No | No |  | Multiple Family Residence | No | No | No | Tier 5
6872911 | Phase | 1 - 4" Ultrasonic | Uhland | 78640 | MASTER Harvest Crk. | 29.9686 | -97.8542 | Non-Lead - Plastic | No | After 2014 |  | Non-Lead - Plastic | After 2014 |  | Non-Lead | No | No |  | Multiple Family Residence | No | No | No | Tier 5
6872911 | Phase | 1 - 4" Ultrasonic | Uhland | 78640 | MASTER Harvest Crk. | 29.9686 | -97.8542 | Non-Lead - Plastic | No | After 2014 |  | Non-Lead - Plastic | After 2014 |  | Non-Lead | No | No |  | Multiple Family Residence | No | No | No | Tier 5
6872911 | Phase | 1 - 4" Ultrasonic | Uhland | 78640 | MASTER Harvest Crk. | 29.9686 | -97.8542 | Non-Lead - Plastic | No | After 2014 |  | Non-Lead - Plastic | After 2014 |  | Non-Lead | No | No |  | Multiple Family Residence | No | No | No | Tier 5
6872911 | Phase | 1 - 4" Ultrasonic | Uhland | 78640 | MASTER Harvest Crk. | 29.9686 | -97.8542 | Non-Lead - Plastic | No | After 2014 |  | Non-Lead - Plastic | After 2014 |  | Non-Lead | No | No |  | Multiple Family Residence | No | No | No | Tier 5
6872911 | Phase | 1 - 4" Ultrasonic | Uhland | 78640 | MASTER Harvest Crk. | 29.9686 | -97.8542 | Non-Lead - Plastic | No | After 2014 |  | Non-Lead - Plastic | After 2014 |  | Non-Lead | No | No |  | Multiple Family Residence | No | No | No | Tier 5
6872911 | Phase | 1 - 4" Ultrasonic | Uhland | 78640 | MASTER Harvest Crk. | 29.9686 | -97.8542 | Non-Lead - Plastic | No | After 2014 |  | Non-Lead - Plastic | After 2014 |  | Non-Lead | No | No |  | Multiple Family Residence | No | No | No | Tier 5
6872911 | Phase | 1 - 4" Ultrasonic | Uhland | 78640 | MASTER Harvest Crk. | 29.9686 | -97.8542 | Non-Lead - Plastic | No | After 2014 |  | Non-Lead - Plastic | After 2014 |  | Non-Lead | No | No |  | Multiple Family Residence | No | No | No | Tier 5
6872911 | Phase | 1 - 4" Ultrasonic | Uhland | 78640 | MASTER Harvest Crk. | 29.9686 | -97.8542 | Non-Lead - Plastic | No | After 2014 |  | Non-Lead - Plastic | After 2014 |  | Non-Lead | No | No |  | Multiple Family Residence | No | No | No | Tier 5
6872911 | Phase | 1 - 4" Ultrasonic | Uhland | 78640 | MASTER Harvest Crk. | 29.9686 | -97.8542 | Non-Lead - Plastic | No | After 2014 |  | Non-Lead - Plastic | After 2014 |  | Non-Lead | No | No |  | Multiple Family Residence | No | No | No | Tier 5
6872911 | Phase | 1 - 4" Ultrasonic | Uhland | 78640 | MASTER Harvest Crk. | 29.9686 | -97.8542 | Non-Lead - Plastic | No | After 2014 |  | Non-Lead - Plastic | After 2014 |  | Non-Lead | No | No |  | Multiple Family Residence | No | No | No | Tier 5
6872911 | Phase | 1 - 4" Ultrasonic | Uhland | 78640 | MASTER Harvest Crk. | 29.9686 | -97.8542 | Non-Lead - Plastic | No | After 2014 |  | Non-Lead - Plastic | After 2014 |  | Non-Lead | No | No |  | Multiple Family Residence | No | No | No | Tier 5
6872911 | Phase | 1 - 4" Ultrasonic | Uhland | 78640 | MASTER Harvest Crk. | 29.9686 | -97.8542 | Non-Lead - Plastic | No | After 2014 |  | Non-Lead - Plastic | After 2014 |  | Non-Lead | No | No |  | Multiple Family Residence | No | No | No | Tier 5
6872911 | Phase | 1 - 4" Ultrasonic | Uhland | 78640 | MASTER Harvest Crk. | 29.9686 | -97.8542 | Non-Lead - Plastic | No | After 2014 |  | Non-Lead - Plastic | After 2014 |  | Non-Lead | No | No |  | Multiple Family Residence | No | No | No | Tier 5
6872911 | Phase | 1 - 4" Ultrasonic | Uhland | 78640 | MASTER Harvest Crk. | 29.9686 | -97.8542 | Non-Lead - Plastic | No | After 2014 |  | Non-Lead - Plastic | After 2014 |  | Non-Lead | No | No |  | Multiple Family Residence | No | No | No | Tier 5
6872911 | Phase | 1 - 4" Ultrasonic | Uhland | 78640 | MASTER Harvest Crk. | 29.9686 | -97.8542 | Non-Lead - Plastic | No | After 2014 |  | Non-Lead - Plastic | After 2014 |  | Non-Lead | No | No |  | Multiple Family Residence | No | No | No | Tier 5
6872911 | Phase | 1 - 4" Ultrasonic | Uhland | 78640 | MASTER Harvest Crk. | 29.9686 | -97.8542 | Non-Lead - Plastic | No | After 2014 |  | Non-Lead - Plastic | After 2014 |  | Non-Lead | No | No |  | Multiple Family Residence | No | No | No | Tier 5
6872911 | Phase | 1 - 4" Ultrasonic | Uhland | 78640 | MASTER Harvest Crk. | 29.9686 | -97.8542 | Non-Lead - Plastic | No | After 2014 |  | Non-Lead - Plastic | After 2014 |  | Non-Lead | No | No |  | Multiple Family Residence | No | No | No | Tier 5
6872911 | Phase | 1 - 4" Ultrasonic | Uhland | 78640 | MASTER Harvest Crk. | 29.9686 | -97.8542 | Non-Lead - Plastic | No | After 2014 |  | Non-Lead - Plastic | After 2014 |  | Non-Lead | No | No |  | Multiple Family Residence | No | No | No | Tier 5
6872911 | Phase | 1 - 4" Ultrasonic | Uhland | 78640 | MASTER Harvest Crk. | 29.9686 | -97.8542 | Non-Lead - Plastic | No | After 2014 |  | Non-Lead - Plastic | After 2014 |  | Non-Lead | No | No |  | Multiple Family Residence | No | No | No | Tier 5
6872911 | Phase | 1 - 4" Ultrasonic | Uhland | 78640 | MASTER Harvest Crk. | 29.9686 | -97.8542 | Non-Lead - Plastic | No | After 2014 |  | Non-Lead - Plastic | After 2014 |  | Non-Lead | No | No |  | Multiple Family Residence | No | No | No | Tier 5
6872911 | Phase | 1 - 4" Ultrasonic | Uhland | 78640 | MASTER Harvest Crk. | 29.9686 | -97.8542 | Non-Lead - Plastic | No | After 2014 |  | Non-Lead - Plastic | After 2014 |  | Non-Lead | No | No |  | Multiple Family Residence | No | No | No | Tier 5
6872911 | Phase | 1 - 4" Ultrasonic | Uhland | 78640 | MASTER Harvest Crk. | 29.9686 | -97.8542 | Non-Lead - Plastic | No | After 2014 |  | Non-Lead - Plastic | After 2014 |  | Non-Lead | No | No |  | Multiple Family Residence | No | No | No | Tier 5
6872911 | Phase | 1 - 4" Ultrasonic | Uhland | 78640 | MASTER Harvest Crk. | 29.9686 | -97.8542 | Non-Lead - Plastic | No | After 2014 |  | Non-Lead - Plastic | After 2014 |  | Non-Lead | No | No |  | Multiple Family Residence | No | No | No | Tier 5
6872911 | Phase | 1 - 4" Ultrasonic | Uhland | 78640 | MASTER Harvest Crk. | 29.9686 | -97.8542 | Non-Lead - Plastic | No | After 2014 |  | Non-Lead - Plastic | After 2014 |  | Non-Lead | No | No |  | Multiple Family Residence | No | No | No | Tier 5
6872911 | Phase | 1 - 4" Ultrasonic | Uhland | 78640 | MASTER Harvest Crk. | 29.9686 | -97.8542 | Non-Lead - Plastic | No | After 2014 |  | Non-Lead - Plastic | After 2014 |  | Non-Lead | No | No |  | Multiple Family Residence | No | No | No | Tier 5